## Input
Parameter | Value
Source Voltage (VDC) | 0.1
Source Internal Resistance (Ohms) | 0.01
Line Resistance (Ohms/km) | 0.02
Fault Resistance (Ohms) | 0.01
Fault Distance from Nearest Substation (km) | 1
Number of Substations | 3
Substation Spacing (km) | 5
Protection Trip Time (seconds) | 0.1
Protection Trip Current (Amps) | 4000
System Inductance (H) | 0.001
Line Inductance (H/km) | 0.0005

## Results
Result | Value
Total Fault Current (Amps) | 4
Energy Released (Joules) | 0.016
Thermal Stress (A*sqrt(s)) | 1.2649
Protection Will Trip | No
Trip Time (s) | 100
Shortest Distance Fault Current (Amps) | 5
Longest Distance Fault Current (Amps) | 1.4286
Shortest Distance Current Rate of Change (kA/s) | 100
Longest Distance Current Rate of Change (kA/s) | 44.4444
Peak Current Rate of Change (kA/s) | 0.066667
Steady State Current Rate of Change (kA/s) | 5.903e-06

## Generator
Substation | Location (km) | Distance to Fault (km) | Fault Current (Amps) | Voltage Drop (V) | Contribution (%)
Substation 1 | 0 | 1 | 2.5 | 0.05 | 62.5
Substation 2 | 5 | 4 | 1 | 0.08 | 25
Substation 3 | 10 | 9 | 0.5 | 0.09 | 12.5

## Time Domain Data
Time (ms) | Electric Current (A) | di/dt (kA/s) | Filtered di/dt (kA/s) | Voltage (V)
0 | 0 | 0 | 0 | 0
0.1 | 0.0066578 | 0.066667 | 6.2979e-05 | 0.1
0.2 | 0.013298 | 0.066401 | 0.00030905 | 0.099601
0.3 | 0.01992 | 0.066224 | 0.00078403 | 0.099336
0.4 | 0.026525 | 0.066047 | 0.0014659 | 0.099071
0.5 | 0.033112 | 0.065871 | 0.0023339 | 0.098807
0.6 | 0.039682 | 0.065696 | 0.0033681 | 0.098544
0.7 | 0.046234 | 0.065521 | 0.0045499 | 0.098282
0.8 | 0.052768 | 0.065347 | 0.0058617 | 0.09802
0.9 | 0.059286 | 0.065173 | 0.0072866 | 0.097759
1 | 0.065786 | 0.064999 | 0.0088092 | 0.097499
1.1 | 0.072268 | 0.064826 | 0.010415 | 0.097239
1.2 | 0.078734 | 0.064653 | 0.012089 | 0.09698
1.3 | 0.085182 | 0.064481 | 0.01382 | 0.096722
1.4 | 0.091613 | 0.064309 | 0.015595 | 0.096464
1.5 | 0.098026 | 0.064138 | 0.017403 | 0.096207
1.6 | 0.10442 | 0.063967 | 0.019234 | 0.095951
1.7 | 0.1108 | 0.063797 | 0.021079 | 0.095695
1.8 | 0.11717 | 0.063627 | 0.022928 | 0.095441
1.9 | 0.12351 | 0.063458 | 0.024773 | 0.095186
2 | 0.12984 | 0.063289 | 0.026608 | 0.094933
2.1 | 0.13615 | 0.06312 | 0.028426 | 0.09468
2.2 | 0.14245 | 0.062952 | 0.03022 | 0.094428
2.3 | 0.14873 | 0.062784 | 0.031985 | 0.094176
2.4 | 0.15499 | 0.062617 | 0.033717 | 0.093926
2.5 | 0.16123 | 0.06245 | 0.03541 | 0.093676
2.6 | 0.16746 | 0.062284 | 0.037062 | 0.093426
2.7 | 0.17367 | 0.062118 | 0.038668 | 0.093177
2.8 | 0.17987 | 0.061953 | 0.040227 | 0.092929
2.9 | 0.18605 | 0.061788 | 0.041735 | 0.092682
3 | 0.19221 | 0.061623 | 0.043191 | 0.092435
3.1 | 0.19836 | 0.061459 | 0.044592 | 0.092189
3.2 | 0.20448 | 0.061295 | 0.045938 | 0.091943
3.3 | 0.2106 | 0.061132 | 0.047228 | 0.091698
3.4 | 0.21669 | 0.060969 | 0.048461 | 0.091454
3.5 | 0.22278 | 0.060807 | 0.049636 | 0.091211
3.6 | 0.22884 | 0.060645 | 0.050753 | 0.090968
3.7 | 0.23489 | 0.060484 | 0.051813 | 0.090725
3.8 | 0.24092 | 0.060323 | 0.052815 | 0.090484
3.9 | 0.24694 | 0.060162 | 0.053761 | 0.090243
4 | 0.25294 | 0.060002 | 0.05465 | 0.090002
4.1 | 0.25892 | 0.059842 | 0.055484 | 0.089763
4.2 | 0.26489 | 0.059682 | 0.056264 | 0.089524
4.3 | 0.27084 | 0.059524 | 0.05699 | 0.089285
4.4 | 0.27678 | 0.059365 | 0.057664 | 0.089048
4.5 | 0.2827 | 0.059207 | 0.058287 | 0.08881
4.6 | 0.2886 | 0.059049 | 0.058861 | 0.088574
4.7 | 0.29449 | 0.058892 | 0.059386 | 0.088338
4.8 | 0.30037 | 0.058735 | 0.059865 | 0.088103
4.9 | 0.30622 | 0.058579 | 0.060299 | 0.087868
5 | 0.31207 | 0.058423 | 0.06069 | 0.087634
5.1 | 0.31789 | 0.058267 | 0.061039 | 0.087401
5.2 | 0.3237 | 0.058112 | 0.061347 | 0.087168
5.3 | 0.3295 | 0.057957 | 0.061618 | 0.086936
5.4 | 0.33528 | 0.057803 | 0.061851 | 0.086704
5.5 | 0.34105 | 0.057649 | 0.062049 | 0.086473
5.6 | 0.3468 | 0.057495 | 0.062214 | 0.086243
5.7 | 0.35253 | 0.057342 | 0.062347 | 0.086013
5.8 | 0.35825 | 0.05719 | 0.06245 | 0.085784
5.9 | 0.36395 | 0.057037 | 0.062524 | 0.085556
6 | 0.36964 | 0.056885 | 0.062571 | 0.085328
6.1 | 0.37531 | 0.056734 | 0.062592 | 0.085101
6.2 | 0.38097 | 0.056583 | 0.06259 | 0.084874
6.3 | 0.38662 | 0.056432 | 0.062565 | 0.084648
6.4 | 0.39224 | 0.056282 | 0.062519 | 0.084423
6.5 | 0.39786 | 0.056132 | 0.062454 | 0.084198
6.6 | 0.40346 | 0.055982 | 0.06237 | 0.083974
6.7 | 0.40904 | 0.055833 | 0.062269 | 0.08375
6.8 | 0.41461 | 0.055685 | 0.062152 | 0.083527
6.9 | 0.42016 | 0.055536 | 0.062021 | 0.083305
7 | 0.4257 | 0.055389 | 0.061877 | 0.083083
7.1 | 0.43122 | 0.055241 | 0.06172 | 0.082861
7.2 | 0.43673 | 0.055094 | 0.061552 | 0.082641
7.3 | 0.44223 | 0.054947 | 0.061374 | 0.082421
7.4 | 0.44771 | 0.054801 | 0.061187 | 0.082201
7.5 | 0.45317 | 0.054655 | 0.060991 | 0.081982
7.6 | 0.45862 | 0.054509 | 0.060789 | 0.081764
7.7 | 0.46406 | 0.054364 | 0.060579 | 0.081546
7.8 | 0.46948 | 0.054219 | 0.060364 | 0.081329
7.9 | 0.47489 | 0.054075 | 0.060145 | 0.081113
8 | 0.48028 | 0.053931 | 0.05992 | 0.080896
8.1 | 0.48566 | 0.053787 | 0.059693 | 0.080681
8.2 | 0.49103 | 0.053644 | 0.059462 | 0.080466
8.3 | 0.49638 | 0.053501 | 0.059229 | 0.080252
8.4 | 0.50171 | 0.053359 | 0.058994 | 0.080038
8.5 | 0.50703 | 0.053217 | 0.058758 | 0.079825
8.6 | 0.51234 | 0.053075 | 0.058521 | 0.079612
8.7 | 0.51763 | 0.052934 | 0.058284 | 0.0794
8.8 | 0.52291 | 0.052793 | 0.058046 | 0.079189
8.9 | 0.52818 | 0.052652 | 0.057809 | 0.078978
9 | 0.53343 | 0.052512 | 0.057573 | 0.078768
9.1 | 0.53867 | 0.052372 | 0.057337 | 0.078558
9.2 | 0.54389 | 0.052233 | 0.057103 | 0.078349
9.3 | 0.5491 | 0.052093 | 0.05687 | 0.07814
9.4 | 0.5543 | 0.051955 | 0.056639 | 0.077932
9.5 | 0.55948 | 0.051816 | 0.05641 | 0.077724
9.6 | 0.56465 | 0.051678 | 0.056183 | 0.077518
9.7 | 0.5698 | 0.051541 | 0.055959 | 0.077311
9.8 | 0.57494 | 0.051403 | 0.055736 | 0.077105
9.9 | 0.58007 | 0.051267 | 0.055517 | 0.0769
10 | 0.58518 | 0.05113 | 0.055299 | 0.076695
10.1 | 0.59028 | 0.050994 | 0.055085 | 0.076491
10.2 | 0.59536 | 0.050858 | 0.054873 | 0.076287
10.3 | 0.60044 | 0.050723 | 0.054665 | 0.076084
10.4 | 0.6055 | 0.050588 | 0.054459 | 0.075881
10.5 | 0.61054 | 0.050453 | 0.054256 | 0.075679
10.6 | 0.61557 | 0.050318 | 0.054055 | 0.075478
10.7 | 0.62059 | 0.050184 | 0.053858 | 0.075277
10.8 | 0.6256 | 0.050051 | 0.053664 | 0.075076
10.9 | 0.63059 | 0.049918 | 0.053472 | 0.074876
11 | 0.63557 | 0.049785 | 0.053284 | 0.074677
11.1 | 0.64053 | 0.049652 | 0.053098 | 0.074478
11.2 | 0.64548 | 0.04952 | 0.052915 | 0.07428
11.3 | 0.65042 | 0.049388 | 0.052734 | 0.074082
11.4 | 0.65535 | 0.049256 | 0.052557 | 0.073885
11.5 | 0.66026 | 0.049125 | 0.052382 | 0.073688
11.6 | 0.66516 | 0.048994 | 0.052209 | 0.073492
11.7 | 0.67005 | 0.048864 | 0.052039 | 0.073296
11.8 | 0.67492 | 0.048734 | 0.051872 | 0.073101
11.9 | 0.67978 | 0.048604 | 0.051707 | 0.072906
12 | 0.68463 | 0.048475 | 0.051544 | 0.072712
12.1 | 0.68946 | 0.048345 | 0.051384 | 0.072518
12.2 | 0.69428 | 0.048217 | 0.051225 | 0.072325
12.3 | 0.69909 | 0.048088 | 0.051069 | 0.072132
12.4 | 0.70389 | 0.04796 | 0.050915 | 0.07194
12.5 | 0.70867 | 0.047833 | 0.050762 | 0.071749
12.6 | 0.71344 | 0.047705 | 0.050612 | 0.071558
12.7 | 0.7182 | 0.047578 | 0.050463 | 0.071367
12.8 | 0.72295 | 0.047451 | 0.050317 | 0.071177
12.9 | 0.72768 | 0.047325 | 0.050171 | 0.070988
13 | 0.7324 | 0.047199 | 0.050028 | 0.070798
13.1 | 0.7371 | 0.047073 | 0.049886 | 0.07061
13.2 | 0.7418 | 0.046948 | 0.049745 | 0.070422
13.3 | 0.74648 | 0.046823 | 0.049606 | 0.070234
13.4 | 0.75115 | 0.046698 | 0.049468 | 0.070047
13.5 | 0.75581 | 0.046574 | 0.049331 | 0.069861
13.6 | 0.76045 | 0.04645 | 0.049196 | 0.069675
13.7 | 0.76509 | 0.046326 | 0.049061 | 0.069489
13.8 | 0.76971 | 0.046203 | 0.048928 | 0.069304
13.9 | 0.77432 | 0.04608 | 0.048796 | 0.06912
14 | 0.77891 | 0.045957 | 0.048665 | 0.068935
14.1 | 0.78349 | 0.045835 | 0.048534 | 0.068752
14.2 | 0.78807 | 0.045713 | 0.048405 | 0.068569
14.3 | 0.79262 | 0.045591 | 0.048276 | 0.068386
14.4 | 0.79717 | 0.045469 | 0.048148 | 0.068204
14.5 | 0.80171 | 0.045348 | 0.048021 | 0.068022
14.6 | 0.80623 | 0.045228 | 0.047895 | 0.067841
14.7 | 0.81074 | 0.045107 | 0.047769 | 0.067661
14.8 | 0.81524 | 0.044987 | 0.047644 | 0.06748
14.9 | 0.81973 | 0.044867 | 0.04752 | 0.067301
15 | 0.8242 | 0.044748 | 0.047396 | 0.067121
15.1 | 0.82866 | 0.044628 | 0.047272 | 0.066943
15.2 | 0.83311 | 0.04451 | 0.04715 | 0.066764
15.3 | 0.83755 | 0.044391 | 0.047027 | 0.066587
15.4 | 0.84198 | 0.044273 | 0.046905 | 0.066409
15.5 | 0.8464 | 0.044155 | 0.046784 | 0.066232
15.6 | 0.8508 | 0.044037 | 0.046662 | 0.066056
15.7 | 0.85519 | 0.04392 | 0.046542 | 0.06588
15.8 | 0.85957 | 0.043803 | 0.046421 | 0.065705
15.9 | 0.86394 | 0.043686 | 0.046301 | 0.06553
16 | 0.8683 | 0.04357 | 0.046182 | 0.065355
16.1 | 0.87264 | 0.043454 | 0.046062 | 0.065181
16.2 | 0.87698 | 0.043338 | 0.045943 | 0.065008
16.3 | 0.8813 | 0.043223 | 0.045824 | 0.064834
16.4 | 0.88561 | 0.043108 | 0.045706 | 0.064662
16.5 | 0.88991 | 0.042993 | 0.045587 | 0.06449
16.6 | 0.8942 | 0.042879 | 0.045469 | 0.064318
16.7 | 0.89847 | 0.042764 | 0.045351 | 0.064147
16.8 | 0.90274 | 0.04265 | 0.045234 | 0.063976
16.9 | 0.90699 | 0.042537 | 0.045117 | 0.063805
17 | 0.91123 | 0.042424 | 0.045 | 0.063635
17.1 | 0.91547 | 0.042311 | 0.044883 | 0.063466
17.2 | 0.91969 | 0.042198 | 0.044766 | 0.063297
17.3 | 0.92389 | 0.042086 | 0.04465 | 0.063128
17.4 | 0.92809 | 0.041974 | 0.044533 | 0.06296
17.5 | 0.93228 | 0.041862 | 0.044417 | 0.062793
17.6 | 0.93645 | 0.04175 | 0.044302 | 0.062625
17.7 | 0.94062 | 0.041639 | 0.044186 | 0.062459
17.8 | 0.94477 | 0.041528 | 0.044071 | 0.062292
17.9 | 0.94891 | 0.041418 | 0.043955 | 0.062126
18 | 0.95304 | 0.041307 | 0.04384 | 0.061961
18.1 | 0.95716 | 0.041197 | 0.043726 | 0.061796
18.2 | 0.96127 | 0.041088 | 0.043611 | 0.061631
18.3 | 0.96537 | 0.040978 | 0.043497 | 0.061467
18.4 | 0.96945 | 0.040869 | 0.043382 | 0.061304
18.5 | 0.97353 | 0.04076 | 0.043268 | 0.06114
18.6 | 0.9776 | 0.040652 | 0.043155 | 0.060977
18.7 | 0.98165 | 0.040543 | 0.043041 | 0.060815
18.8 | 0.98569 | 0.040435 | 0.042928 | 0.060653
18.9 | 0.98973 | 0.040328 | 0.042815 | 0.060492
19 | 0.99375 | 0.04022 | 0.042702 | 0.06033
19.1 | 0.99776 | 0.040113 | 0.042589 | 0.06017
19.2 | 1.0018 | 0.040006 | 0.042477 | 0.06001
19.3 | 1.0058 | 0.0399 | 0.042365 | 0.05985
19.4 | 1.0097 | 0.039794 | 0.042253 | 0.05969
19.5 | 1.0137 | 0.039688 | 0.042141 | 0.059531
19.6 | 1.0177 | 0.039582 | 0.042029 | 0.059373
19.7 | 1.0216 | 0.039476 | 0.041918 | 0.059215
19.8 | 1.0255 | 0.039371 | 0.041807 | 0.059057
19.9 | 1.0295 | 0.039267 | 0.041696 | 0.0589
20 | 1.0334 | 0.039162 | 0.041586 | 0.058743
20.1 | 1.0373 | 0.039058 | 0.041475 | 0.058586
20.2 | 1.0412 | 0.038954 | 0.041365 | 0.05843
20.3 | 1.0451 | 0.03885 | 0.041255 | 0.058275
20.4 | 1.0489 | 0.038746 | 0.041146 | 0.05812
20.5 | 1.0528 | 0.038643 | 0.041036 | 0.057965
20.6 | 1.0567 | 0.03854 | 0.040927 | 0.057811
20.7 | 1.0605 | 0.038438 | 0.040819 | 0.057657
20.8 | 1.0643 | 0.038335 | 0.04071 | 0.057503
20.9 | 1.0682 | 0.038233 | 0.040602 | 0.05735
21 | 1.072 | 0.038131 | 0.040494 | 0.057197
21.1 | 1.0758 | 0.03803 | 0.040386 | 0.057045
21.2 | 1.0796 | 0.037929 | 0.040278 | 0.056893
21.3 | 1.0834 | 0.037828 | 0.040171 | 0.056741
21.4 | 1.0871 | 0.037727 | 0.040064 | 0.05659
21.5 | 1.0909 | 0.037626 | 0.039957 | 0.05644
21.6 | 1.0946 | 0.037526 | 0.039851 | 0.056289
21.7 | 1.0984 | 0.037426 | 0.039745 | 0.056139
21.8 | 1.1021 | 0.037327 | 0.039639 | 0.05599
21.9 | 1.1058 | 0.037227 | 0.039533 | 0.055841
22 | 1.1096 | 0.037128 | 0.039428 | 0.055692
22.1 | 1.1133 | 0.037029 | 0.039322 | 0.055544
22.2 | 1.117 | 0.036931 | 0.039218 | 0.055396
22.3 | 1.1206 | 0.036832 | 0.039113 | 0.055248
22.4 | 1.1243 | 0.036734 | 0.039009 | 0.055101
22.5 | 1.128 | 0.036636 | 0.038905 | 0.054954
22.6 | 1.1316 | 0.036539 | 0.038801 | 0.054808
22.7 | 1.1353 | 0.036441 | 0.038698 | 0.054662
22.8 | 1.1389 | 0.036344 | 0.038594 | 0.054517
22.9 | 1.1425 | 0.036248 | 0.038491 | 0.054371
23 | 1.1461 | 0.036151 | 0.038389 | 0.054227
23.1 | 1.1497 | 0.036055 | 0.038286 | 0.054082
23.2 | 1.1533 | 0.035959 | 0.038184 | 0.053938
23.3 | 1.1569 | 0.035863 | 0.038082 | 0.053794
23.4 | 1.1605 | 0.035767 | 0.037981 | 0.053651
23.5 | 1.1641 | 0.035672 | 0.037879 | 0.053508
23.6 | 1.1676 | 0.035577 | 0.037778 | 0.053366
23.7 | 1.1712 | 0.035482 | 0.037678 | 0.053224
23.8 | 1.1747 | 0.035388 | 0.037577 | 0.053082
23.9 | 1.1782 | 0.035294 | 0.037477 | 0.052941
24 | 1.1818 | 0.0352 | 0.037377 | 0.0528
24.1 | 1.1853 | 0.035106 | 0.037277 | 0.052659
24.2 | 1.1888 | 0.035013 | 0.037178 | 0.052519
24.3 | 1.1923 | 0.034919 | 0.037079 | 0.052379
24.4 | 1.1958 | 0.034826 | 0.03698 | 0.052239
24.5 | 1.1992 | 0.034734 | 0.036881 | 0.0521
24.6 | 1.2027 | 0.034641 | 0.036783 | 0.051962
24.7 | 1.2061 | 0.034549 | 0.036685 | 0.051823
24.8 | 1.2096 | 0.034457 | 0.036587 | 0.051685
24.9 | 1.213 | 0.034365 | 0.03649 | 0.051548
25 | 1.2165 | 0.034273 | 0.036392 | 0.05141
25.1 | 1.2199 | 0.034182 | 0.036295 | 0.051273
25.2 | 1.2233 | 0.034091 | 0.036199 | 0.051137
25.3 | 1.2267 | 0.034 | 0.036102 | 0.051001
25.4 | 1.2301 | 0.03391 | 0.036006 | 0.050865
25.5 | 1.2335 | 0.03382 | 0.03591 | 0.050729
25.6 | 1.2368 | 0.033729 | 0.035814 | 0.050594
25.7 | 1.2402 | 0.03364 | 0.035719 | 0.050459
25.8 | 1.2435 | 0.03355 | 0.035624 | 0.050325
25.9 | 1.2469 | 0.033461 | 0.035529 | 0.050191
26 | 1.2502 | 0.033372 | 0.035434 | 0.050057
26.1 | 1.2536 | 0.033283 | 0.03534 | 0.049924
26.2 | 1.2569 | 0.033194 | 0.035246 | 0.049791
26.3 | 1.2602 | 0.033106 | 0.035152 | 0.049659
26.4 | 1.2635 | 0.033018 | 0.035058 | 0.049526
26.5 | 1.2668 | 0.03293 | 0.034965 | 0.049394
26.6 | 1.2701 | 0.032842 | 0.034871 | 0.049263
26.7 | 1.2733 | 0.032754 | 0.034779 | 0.049132
26.8 | 1.2766 | 0.032667 | 0.034686 | 0.049001
26.9 | 1.2799 | 0.03258 | 0.034593 | 0.04887
27 | 1.2831 | 0.032493 | 0.034501 | 0.04874
27.1 | 1.2864 | 0.032407 | 0.034409 | 0.04861
27.2 | 1.2896 | 0.032321 | 0.034318 | 0.048481
27.3 | 1.2928 | 0.032235 | 0.034226 | 0.048352
27.4 | 1.296 | 0.032149 | 0.034135 | 0.048223
27.5 | 1.2992 | 0.032063 | 0.034044 | 0.048095
27.6 | 1.3024 | 0.031978 | 0.033954 | 0.047967
27.7 | 1.3056 | 0.031893 | 0.033863 | 0.047839
27.8 | 1.3088 | 0.031808 | 0.033773 | 0.047711
27.9 | 1.312 | 0.031723 | 0.033683 | 0.047584
28 | 1.3151 | 0.031638 | 0.033593 | 0.047458
28.1 | 1.3183 | 0.031554 | 0.033504 | 0.047331
28.2 | 1.3214 | 0.03147 | 0.033415 | 0.047205
28.3 | 1.3246 | 0.031386 | 0.033326 | 0.047079
28.4 | 1.3277 | 0.031303 | 0.033237 | 0.046954
28.5 | 1.3308 | 0.031219 | 0.033148 | 0.046829
28.6 | 1.3339 | 0.031136 | 0.03306 | 0.046704
28.7 | 1.3371 | 0.031053 | 0.032972 | 0.04658
28.8 | 1.3401 | 0.030971 | 0.032884 | 0.046456
28.9 | 1.3432 | 0.030888 | 0.032797 | 0.046332
29 | 1.3463 | 0.030806 | 0.032709 | 0.046209
29.1 | 1.3494 | 0.030724 | 0.032622 | 0.046086
29.2 | 1.3525 | 0.030642 | 0.032535 | 0.045963
29.3 | 1.3555 | 0.03056 | 0.032449 | 0.045841
29.4 | 1.3586 | 0.030479 | 0.032362 | 0.045719
29.5 | 1.3616 | 0.030398 | 0.032276 | 0.045597
29.6 | 1.3646 | 0.030317 | 0.03219 | 0.045475
29.7 | 1.3677 | 0.030236 | 0.032105 | 0.045354
29.8 | 1.3707 | 0.030156 | 0.032019 | 0.045233
29.9 | 1.3737 | 0.030075 | 0.031934 | 0.045113
30 | 1.3767 | 0.029995 | 0.031849 | 0.044993
30.1 | 1.3797 | 0.029915 | 0.031764 | 0.044873
30.2 | 1.3827 | 0.029836 | 0.031679 | 0.044754
30.3 | 1.3856 | 0.029756 | 0.031595 | 0.044634
30.4 | 1.3886 | 0.029677 | 0.031511 | 0.044515
30.5 | 1.3916 | 0.029598 | 0.031427 | 0.044397
30.6 | 1.3945 | 0.029519 | 0.031343 | 0.044279
30.7 | 1.3975 | 0.029441 | 0.03126 | 0.044161
30.8 | 1.4004 | 0.029362 | 0.031177 | 0.044043
30.9 | 1.4033 | 0.029284 | 0.031094 | 0.043926
31 | 1.4062 | 0.029206 | 0.031011 | 0.043809
31.1 | 1.4091 | 0.029128 | 0.030928 | 0.043692
31.2 | 1.4121 | 0.029051 | 0.030846 | 0.043576
31.3 | 1.415 | 0.028973 | 0.030764 | 0.04346
31.4 | 1.4178 | 0.028896 | 0.030682 | 0.043344
31.5 | 1.4207 | 0.028819 | 0.0306 | 0.043229
31.6 | 1.4236 | 0.028742 | 0.030519 | 0.043114
31.7 | 1.4265 | 0.028666 | 0.030437 | 0.042999
31.8 | 1.4293 | 0.028589 | 0.030356 | 0.042884
31.9 | 1.4322 | 0.028513 | 0.030275 | 0.04277
32 | 1.435 | 0.028437 | 0.030195 | 0.042656
32.1 | 1.4379 | 0.028362 | 0.030114 | 0.042543
32.2 | 1.4407 | 0.028286 | 0.030034 | 0.042429
32.3 | 1.4435 | 0.028211 | 0.029954 | 0.042316
32.4 | 1.4463 | 0.028136 | 0.029874 | 0.042204
32.5 | 1.4491 | 0.028061 | 0.029795 | 0.042091
32.6 | 1.4519 | 0.027986 | 0.029715 | 0.041979
32.7 | 1.4547 | 0.027911 | 0.029636 | 0.041867
32.8 | 1.4575 | 0.027837 | 0.029557 | 0.041756
32.9 | 1.4603 | 0.027763 | 0.029479 | 0.041645
33 | 1.463 | 0.027689 | 0.0294 | 0.041534
33.1 | 1.4658 | 0.027615 | 0.029322 | 0.041423
33.2 | 1.4686 | 0.027542 | 0.029244 | 0.041313
33.3 | 1.4713 | 0.027468 | 0.029166 | 0.041203
33.4 | 1.474 | 0.027395 | 0.029088 | 0.041093
33.5 | 1.4768 | 0.027322 | 0.029011 | 0.040984
33.6 | 1.4795 | 0.02725 | 0.028934 | 0.040874
33.7 | 1.4822 | 0.027177 | 0.028857 | 0.040766
33.8 | 1.4849 | 0.027105 | 0.02878 | 0.040657
33.9 | 1.4876 | 0.027032 | 0.028703 | 0.040549
34 | 1.4903 | 0.02696 | 0.028627 | 0.040441
34.1 | 1.493 | 0.026889 | 0.02855 | 0.040333
34.2 | 1.4957 | 0.026817 | 0.028474 | 0.040226
34.3 | 1.4984 | 0.026746 | 0.028398 | 0.040118
34.4 | 1.501 | 0.026674 | 0.028323 | 0.040012
34.5 | 1.5037 | 0.026603 | 0.028247 | 0.039905
34.6 | 1.5064 | 0.026533 | 0.028172 | 0.039799
34.7 | 1.509 | 0.026462 | 0.028097 | 0.039693
34.8 | 1.5116 | 0.026391 | 0.028022 | 0.039587
34.9 | 1.5143 | 0.026321 | 0.027948 | 0.039482
35 | 1.5169 | 0.026251 | 0.027873 | 0.039377
35.1 | 1.5195 | 0.026181 | 0.027799 | 0.039272
35.2 | 1.5221 | 0.026111 | 0.027725 | 0.039167
35.3 | 1.5247 | 0.026042 | 0.027651 | 0.039063
35.4 | 1.5273 | 0.025973 | 0.027578 | 0.038959
35.5 | 1.5299 | 0.025903 | 0.027504 | 0.038855
35.6 | 1.5325 | 0.025834 | 0.027431 | 0.038752
35.7 | 1.5351 | 0.025766 | 0.027358 | 0.038648
35.8 | 1.5376 | 0.025697 | 0.027285 | 0.038545
35.9 | 1.5402 | 0.025629 | 0.027212 | 0.038443
36 | 1.5428 | 0.02556 | 0.02714 | 0.03834
36.1 | 1.5453 | 0.025492 | 0.027068 | 0.038238
36.2 | 1.5479 | 0.025424 | 0.026995 | 0.038136
36.3 | 1.5504 | 0.025357 | 0.026924 | 0.038035
36.4 | 1.5529 | 0.025289 | 0.026852 | 0.037934
36.5 | 1.5554 | 0.025222 | 0.02678 | 0.037833
36.6 | 1.558 | 0.025155 | 0.026709 | 0.037732
36.7 | 1.5605 | 0.025088 | 0.026638 | 0.037631
36.8 | 1.563 | 0.025021 | 0.026567 | 0.037531
36.9 | 1.5655 | 0.024954 | 0.026496 | 0.037431
37 | 1.568 | 0.024888 | 0.026426 | 0.037331
37.1 | 1.5704 | 0.024821 | 0.026355 | 0.037232
37.2 | 1.5729 | 0.024755 | 0.026285 | 0.037133
37.3 | 1.5754 | 0.024689 | 0.026215 | 0.037034
37.4 | 1.5778 | 0.024624 | 0.026145 | 0.036935
37.5 | 1.5803 | 0.024558 | 0.026076 | 0.036837
37.6 | 1.5828 | 0.024493 | 0.026006 | 0.036739
37.7 | 1.5852 | 0.024427 | 0.025937 | 0.036641
37.8 | 1.5876 | 0.024362 | 0.025868 | 0.036544
37.9 | 1.5901 | 0.024297 | 0.025799 | 0.036446
38 | 1.5925 | 0.024233 | 0.02573 | 0.036349
38.1 | 1.5949 | 0.024168 | 0.025662 | 0.036252
38.2 | 1.5973 | 0.024104 | 0.025593 | 0.036156
38.3 | 1.5997 | 0.02404 | 0.025525 | 0.03606
38.4 | 1.6021 | 0.023976 | 0.025457 | 0.035963
38.5 | 1.6045 | 0.023912 | 0.02539 | 0.035868
38.6 | 1.6069 | 0.023848 | 0.025322 | 0.035772
38.7 | 1.6093 | 0.023785 | 0.025254 | 0.035677
38.8 | 1.6116 | 0.023721 | 0.025187 | 0.035582
38.9 | 1.614 | 0.023658 | 0.02512 | 0.035487
39 | 1.6164 | 0.023595 | 0.025053 | 0.035393
39.1 | 1.6187 | 0.023532 | 0.024987 | 0.035298
39.2 | 1.6211 | 0.02347 | 0.02492 | 0.035204
39.3 | 1.6234 | 0.023407 | 0.024854 | 0.035111
39.4 | 1.6257 | 0.023345 | 0.024787 | 0.035017
39.5 | 1.6281 | 0.023283 | 0.024721 | 0.034924
39.6 | 1.6304 | 0.023221 | 0.024656 | 0.034831
39.7 | 1.6327 | 0.023159 | 0.02459 | 0.034738
39.8 | 1.635 | 0.023097 | 0.024524 | 0.034646
39.9 | 1.6373 | 0.023036 | 0.024459 | 0.034553
40 | 1.6396 | 0.022974 | 0.024394 | 0.034461
40.1 | 1.6419 | 0.022913 | 0.024329 | 0.03437
40.2 | 1.6442 | 0.022852 | 0.024264 | 0.034278
40.3 | 1.6465 | 0.022791 | 0.0242 | 0.034187
40.4 | 1.6487 | 0.02273 | 0.024135 | 0.034096
40.5 | 1.651 | 0.02267 | 0.024071 | 0.034005
40.6 | 1.6533 | 0.02261 | 0.024007 | 0.033914
40.7 | 1.6555 | 0.022549 | 0.023943 | 0.033824
40.8 | 1.6578 | 0.022489 | 0.023879 | 0.033734
40.9 | 1.66 | 0.022429 | 0.023815 | 0.033644
41 | 1.6623 | 0.02237 | 0.023752 | 0.033554
41.1 | 1.6645 | 0.02231 | 0.023689 | 0.033465
41.2 | 1.6667 | 0.022251 | 0.023626 | 0.033376
41.3 | 1.6689 | 0.022191 | 0.023563 | 0.033287
41.4 | 1.6711 | 0.022132 | 0.0235 | 0.033198
41.5 | 1.6734 | 0.022073 | 0.023437 | 0.03311
41.6 | 1.6756 | 0.022015 | 0.023375 | 0.033022
41.7 | 1.6777 | 0.021956 | 0.023313 | 0.032934
41.8 | 1.6799 | 0.021897 | 0.023251 | 0.032846
41.9 | 1.6821 | 0.021839 | 0.023189 | 0.032759
42 | 1.6843 | 0.021781 | 0.023127 | 0.032672
42.1 | 1.6865 | 0.021723 | 0.023065 | 0.032585
42.2 | 1.6886 | 0.021665 | 0.023004 | 0.032498
42.3 | 1.6908 | 0.021607 | 0.022943 | 0.032411
42.4 | 1.693 | 0.02155 | 0.022882 | 0.032325
42.5 | 1.6951 | 0.021493 | 0.022821 | 0.032239
42.6 | 1.6972 | 0.021435 | 0.02276 | 0.032153
42.7 | 1.6994 | 0.021378 | 0.022699 | 0.032067
42.8 | 1.7015 | 0.021321 | 0.022639 | 0.031982
42.9 | 1.7036 | 0.021264 | 0.022579 | 0.031897
43 | 1.7058 | 0.021208 | 0.022518 | 0.031812
43.1 | 1.7079 | 0.021151 | 0.022458 | 0.031727
43.2 | 1.71 | 0.021095 | 0.022399 | 0.031643
43.3 | 1.7121 | 0.021039 | 0.022339 | 0.031558
43.4 | 1.7142 | 0.020983 | 0.02228 | 0.031474
43.5 | 1.7163 | 0.020927 | 0.02222 | 0.03139
43.6 | 1.7184 | 0.020871 | 0.022161 | 0.031307
43.7 | 1.7205 | 0.020816 | 0.022102 | 0.031223
43.8 | 1.7225 | 0.02076 | 0.022043 | 0.03114
43.9 | 1.7246 | 0.020705 | 0.021984 | 0.031057
44 | 1.7267 | 0.02065 | 0.021926 | 0.030975
44.1 | 1.7287 | 0.020595 | 0.021868 | 0.030892
44.2 | 1.7308 | 0.02054 | 0.021809 | 0.03081
44.3 | 1.7328 | 0.020485 | 0.021751 | 0.030728
44.4 | 1.7349 | 0.020431 | 0.021693 | 0.030646
44.5 | 1.7369 | 0.020376 | 0.021636 | 0.030564
44.6 | 1.7389 | 0.020322 | 0.021578 | 0.030483
44.7 | 1.741 | 0.020268 | 0.02152 | 0.030402
44.8 | 1.743 | 0.020214 | 0.021463 | 0.030321
44.9 | 1.745 | 0.02016 | 0.021406 | 0.03024
45 | 1.747 | 0.020106 | 0.021349 | 0.03016
45.1 | 1.749 | 0.020053 | 0.021292 | 0.030079
45.2 | 1.751 | 0.019999 | 0.021235 | 0.029999
45.3 | 1.753 | 0.019946 | 0.021179 | 0.029919
45.4 | 1.755 | 0.019893 | 0.021122 | 0.02984
45.5 | 1.757 | 0.01984 | 0.021066 | 0.02976
45.6 | 1.759 | 0.019787 | 0.02101 | 0.029681
45.7 | 1.7609 | 0.019735 | 0.020954 | 0.029602
45.8 | 1.7629 | 0.019682 | 0.020898 | 0.029523
45.9 | 1.7649 | 0.01963 | 0.020843 | 0.029444
46 | 1.7668 | 0.019577 | 0.020787 | 0.029366
46.1 | 1.7688 | 0.019525 | 0.020732 | 0.029288
46.2 | 1.7707 | 0.019473 | 0.020677 | 0.02921
46.3 | 1.7727 | 0.019421 | 0.020622 | 0.029132
46.4 | 1.7746 | 0.01937 | 0.020567 | 0.029054
46.5 | 1.7765 | 0.019318 | 0.020512 | 0.028977
46.6 | 1.7785 | 0.019267 | 0.020457 | 0.0289
46.7 | 1.7804 | 0.019215 | 0.020403 | 0.028823
46.8 | 1.7823 | 0.019164 | 0.020348 | 0.028746
46.9 | 1.7842 | 0.019113 | 0.020294 | 0.02867
47 | 1.7861 | 0.019062 | 0.02024 | 0.028593
47.1 | 1.788 | 0.019011 | 0.020186 | 0.028517
47.2 | 1.7899 | 0.018961 | 0.020133 | 0.028441
47.3 | 1.7918 | 0.01891 | 0.020079 | 0.028365
47.4 | 1.7937 | 0.01886 | 0.020025 | 0.02829
47.5 | 1.7956 | 0.01881 | 0.019972 | 0.028215
47.6 | 1.7975 | 0.01876 | 0.019919 | 0.028139
47.7 | 1.7993 | 0.01871 | 0.019866 | 0.028064
47.8 | 1.8012 | 0.01866 | 0.019813 | 0.02799
47.9 | 1.8031 | 0.01861 | 0.01976 | 0.027915
48 | 1.8049 | 0.018561 | 0.019708 | 0.027841
48.1 | 1.8068 | 0.018511 | 0.019655 | 0.027767
48.2 | 1.8086 | 0.018462 | 0.019603 | 0.027693
48.3 | 1.8104 | 0.018413 | 0.019551 | 0.027619
48.4 | 1.8123 | 0.018364 | 0.019498 | 0.027545
48.5 | 1.8141 | 0.018315 | 0.019447 | 0.027472
48.6 | 1.8159 | 0.018266 | 0.019395 | 0.027399
48.7 | 1.8178 | 0.018217 | 0.019343 | 0.027326
48.8 | 1.8196 | 0.018169 | 0.019292 | 0.027253
48.9 | 1.8214 | 0.01812 | 0.01924 | 0.027181
49 | 1.8232 | 0.018072 | 0.019189 | 0.027108
49.1 | 1.825 | 0.018024 | 0.019138 | 0.027036
49.2 | 1.8268 | 0.017976 | 0.019087 | 0.026964
49.3 | 1.8286 | 0.017928 | 0.019036 | 0.026892
49.4 | 1.8304 | 0.01788 | 0.018985 | 0.026821
49.5 | 1.8322 | 0.017833 | 0.018935 | 0.026749
49.6 | 1.8339 | 0.017785 | 0.018884 | 0.026678
49.7 | 1.8357 | 0.017738 | 0.018834 | 0.026607
49.8 | 1.8375 | 0.017691 | 0.018784 | 0.026536
49.9 | 1.8392 | 0.017644 | 0.018734 | 0.026465
50 | 1.841 | 0.017597 | 0.018684 | 0.026395
50.1 | 1.8428 | 0.01755 | 0.018634 | 0.026325
50.2 | 1.8445 | 0.017503 | 0.018585 | 0.026254
50.3 | 1.8463 | 0.017456 | 0.018535 | 0.026185
50.4 | 1.848 | 0.01741 | 0.018486 | 0.026115
50.5 | 1.8497 | 0.017364 | 0.018437 | 0.026045
50.6 | 1.8515 | 0.017317 | 0.018387 | 0.025976
50.7 | 1.8532 | 0.017271 | 0.018338 | 0.025907
50.8 | 1.8549 | 0.017225 | 0.01829 | 0.025838
50.9 | 1.8566 | 0.017179 | 0.018241 | 0.025769
51 | 1.8583 | 0.017134 | 0.018192 | 0.0257
51.1 | 1.8601 | 0.017088 | 0.018144 | 0.025632
51.2 | 1.8618 | 0.017042 | 0.018096 | 0.025564
51.3 | 1.8635 | 0.016997 | 0.018047 | 0.025496
51.4 | 1.8652 | 0.016952 | 0.017999 | 0.025428
51.5 | 1.8668 | 0.016907 | 0.017951 | 0.02536
51.6 | 1.8685 | 0.016862 | 0.017904 | 0.025292
51.7 | 1.8702 | 0.016817 | 0.017856 | 0.025225
51.8 | 1.8719 | 0.016772 | 0.017808 | 0.025158
51.9 | 1.8736 | 0.016727 | 0.017761 | 0.025091
52 | 1.8752 | 0.016683 | 0.017714 | 0.025024
52.1 | 1.8769 | 0.016638 | 0.017666 | 0.024957
52.2 | 1.8786 | 0.016594 | 0.017619 | 0.024891
52.3 | 1.8802 | 0.01655 | 0.017573 | 0.024825
52.4 | 1.8819 | 0.016506 | 0.017526 | 0.024759
52.5 | 1.8835 | 0.016462 | 0.017479 | 0.024693
52.6 | 1.8851 | 0.016418 | 0.017432 | 0.024627
52.7 | 1.8868 | 0.016374 | 0.017386 | 0.024561
52.8 | 1.8884 | 0.016331 | 0.01734 | 0.024496
52.9 | 1.89 | 0.016287 | 0.017294 | 0.024431
53 | 1.8917 | 0.016244 | 0.017248 | 0.024366
53.1 | 1.8933 | 0.0162 | 0.017202 | 0.024301
53.2 | 1.8949 | 0.016157 | 0.017156 | 0.024236
53.3 | 1.8965 | 0.016114 | 0.01711 | 0.024171
53.4 | 1.8981 | 0.016071 | 0.017065 | 0.024107
53.5 | 1.8997 | 0.016029 | 0.017019 | 0.024043
53.6 | 1.9013 | 0.015986 | 0.016974 | 0.023979
53.7 | 1.9029 | 0.015943 | 0.016929 | 0.023915
53.8 | 1.9045 | 0.015901 | 0.016883 | 0.023851
53.9 | 1.9061 | 0.015858 | 0.016839 | 0.023788
54 | 1.9077 | 0.015816 | 0.016794 | 0.023724
54.1 | 1.9093 | 0.015774 | 0.016749 | 0.023661
54.2 | 1.9108 | 0.015732 | 0.016704 | 0.023598
54.3 | 1.9124 | 0.01569 | 0.01666 | 0.023535
54.4 | 1.914 | 0.015648 | 0.016615 | 0.023473
54.5 | 1.9155 | 0.015607 | 0.016571 | 0.02341
54.6 | 1.9171 | 0.015565 | 0.016527 | 0.023348
54.7 | 1.9186 | 0.015524 | 0.016483 | 0.023286
54.8 | 1.9202 | 0.015482 | 0.016439 | 0.023224
54.9 | 1.9217 | 0.015441 | 0.016395 | 0.023162
55 | 1.9233 | 0.0154 | 0.016352 | 0.0231
55.1 | 1.9248 | 0.015359 | 0.016308 | 0.023039
55.2 | 1.9263 | 0.015318 | 0.016265 | 0.022977
55.3 | 1.9279 | 0.015277 | 0.016221 | 0.022916
55.4 | 1.9294 | 0.015237 | 0.016178 | 0.022855
55.5 | 1.9309 | 0.015196 | 0.016135 | 0.022794
55.6 | 1.9324 | 0.015156 | 0.016092 | 0.022733
55.7 | 1.9339 | 0.015115 | 0.016049 | 0.022673
55.8 | 1.9354 | 0.015075 | 0.016007 | 0.022613
55.9 | 1.9369 | 0.015035 | 0.015964 | 0.022552
56 | 1.9384 | 0.014995 | 0.015921 | 0.022492
56.1 | 1.9399 | 0.014955 | 0.015879 | 0.022432
56.2 | 1.9414 | 0.014915 | 0.015837 | 0.022373
56.3 | 1.9429 | 0.014875 | 0.015795 | 0.022313
56.4 | 1.9444 | 0.014836 | 0.015753 | 0.022254
56.5 | 1.9459 | 0.014796 | 0.015711 | 0.022194
56.6 | 1.9474 | 0.014757 | 0.015669 | 0.022135
56.7 | 1.9488 | 0.014718 | 0.015627 | 0.022076
56.8 | 1.9503 | 0.014678 | 0.015585 | 0.022017
56.9 | 1.9518 | 0.014639 | 0.015544 | 0.021959
57 | 1.9532 | 0.0146 | 0.015503 | 0.0219
57.1 | 1.9547 | 0.014561 | 0.015461 | 0.021842
57.2 | 1.9561 | 0.014523 | 0.01542 | 0.021784
57.3 | 1.9576 | 0.014484 | 0.015379 | 0.021726
57.4 | 1.959 | 0.014445 | 0.015338 | 0.021668
57.5 | 1.9605 | 0.014407 | 0.015297 | 0.02161
57.6 | 1.9619 | 0.014369 | 0.015256 | 0.021553
57.7 | 1.9633 | 0.01433 | 0.015216 | 0.021495
57.8 | 1.9648 | 0.014292 | 0.015175 | 0.021438
57.9 | 1.9662 | 0.014254 | 0.015135 | 0.021381
58 | 1.9676 | 0.014216 | 0.015095 | 0.021324
58.1 | 1.969 | 0.014178 | 0.015054 | 0.021267
58.2 | 1.9704 | 0.01414 | 0.015014 | 0.021211
58.3 | 1.9719 | 0.014103 | 0.014974 | 0.021154
58.4 | 1.9733 | 0.014065 | 0.014934 | 0.021098
58.5 | 1.9747 | 0.014028 | 0.014895 | 0.021042
58.6 | 1.9761 | 0.01399 | 0.014855 | 0.020986
58.7 | 1.9775 | 0.013953 | 0.014815 | 0.02093
58.8 | 1.9788 | 0.013916 | 0.014776 | 0.020874
58.9 | 1.9802 | 0.013879 | 0.014737 | 0.020818
59 | 1.9816 | 0.013842 | 0.014697 | 0.020763
59.1 | 1.983 | 0.013805 | 0.014658 | 0.020708
59.2 | 1.9844 | 0.013768 | 0.014619 | 0.020653
59.3 | 1.9857 | 0.013732 | 0.01458 | 0.020598
59.4 | 1.9871 | 0.013695 | 0.014541 | 0.020543
59.5 | 1.9885 | 0.013659 | 0.014503 | 0.020488
59.6 | 1.9898 | 0.013622 | 0.014464 | 0.020433
59.7 | 1.9912 | 0.013586 | 0.014426 | 0.020379
59.8 | 1.9926 | 0.01355 | 0.014387 | 0.020325
59.9 | 1.9939 | 0.013514 | 0.014349 | 0.020271
60 | 1.9953 | 0.013478 | 0.014311 | 0.020217
60.1 | 1.9966 | 0.013442 | 0.014273 | 0.020163
60.2 | 1.9979 | 0.013406 | 0.014235 | 0.020109
60.3 | 1.9993 | 0.01337 | 0.014197 | 0.020056
60.4 | 2.0006 | 0.013335 | 0.014159 | 0.020002
60.5 | 2.0019 | 0.013299 | 0.014121 | 0.019949
60.6 | 2.0033 | 0.013264 | 0.014083 | 0.019896
60.7 | 2.0046 | 0.013228 | 0.014046 | 0.019843
60.8 | 2.0059 | 0.013193 | 0.014009 | 0.01979
60.9 | 2.0072 | 0.013158 | 0.013971 | 0.019737
61 | 2.0085 | 0.013123 | 0.013934 | 0.019685
61.1 | 2.0098 | 0.013088 | 0.013897 | 0.019632
61.2 | 2.0112 | 0.013053 | 0.01386 | 0.01958
61.3 | 2.0125 | 0.013019 | 0.013823 | 0.019528
61.4 | 2.0138 | 0.012984 | 0.013786 | 0.019476
61.5 | 2.015 | 0.012949 | 0.013749 | 0.019424
61.6 | 2.0163 | 0.012915 | 0.013713 | 0.019372
61.7 | 2.0176 | 0.01288 | 0.013676 | 0.019321
61.8 | 2.0189 | 0.012846 | 0.01364 | 0.019269
61.9 | 2.0202 | 0.012812 | 0.013604 | 0.019218
62 | 2.0215 | 0.012778 | 0.013567 | 0.019167
62.1 | 2.0227 | 0.012744 | 0.013531 | 0.019116
62.2 | 2.024 | 0.01271 | 0.013495 | 0.019065
62.3 | 2.0253 | 0.012676 | 0.013459 | 0.019014
62.4 | 2.0266 | 0.012642 | 0.013423 | 0.018963
62.5 | 2.0278 | 0.012609 | 0.013388 | 0.018913
62.6 | 2.0291 | 0.012575 | 0.013352 | 0.018862
62.7 | 2.0303 | 0.012541 | 0.013316 | 0.018812
62.8 | 2.0316 | 0.012508 | 0.013281 | 0.018762
62.9 | 2.0328 | 0.012475 | 0.013246 | 0.018712
63 | 2.0341 | 0.012442 | 0.01321 | 0.018662
63.1 | 2.0353 | 0.012408 | 0.013175 | 0.018613
63.2 | 2.0365 | 0.012375 | 0.01314 | 0.018563
63.3 | 2.0378 | 0.012342 | 0.013105 | 0.018514
63.4 | 2.039 | 0.01231 | 0.01307 | 0.018464
63.5 | 2.0402 | 0.012277 | 0.013035 | 0.018415
63.6 | 2.0415 | 0.012244 | 0.013001 | 0.018366
63.7 | 2.0427 | 0.012211 | 0.012966 | 0.018317
63.8 | 2.0439 | 0.012179 | 0.012932 | 0.018268
63.9 | 2.0451 | 0.012146 | 0.012897 | 0.01822
64 | 2.0463 | 0.012114 | 0.012863 | 0.018171
64.1 | 2.0475 | 0.012082 | 0.012828 | 0.018123
64.2 | 2.0487 | 0.01205 | 0.012794 | 0.018075
64.3 | 2.0499 | 0.012018 | 0.01276 | 0.018026
64.4 | 2.0511 | 0.011986 | 0.012726 | 0.017978
64.5 | 2.0523 | 0.011954 | 0.012692 | 0.017931
64.6 | 2.0535 | 0.011922 | 0.012659 | 0.017883
64.7 | 2.0547 | 0.01189 | 0.012625 | 0.017835
64.8 | 2.0559 | 0.011858 | 0.012591 | 0.017788
64.9 | 2.0571 | 0.011827 | 0.012558 | 0.01774
65 | 2.0583 | 0.011795 | 0.012524 | 0.017693
65.1 | 2.0594 | 0.011764 | 0.012491 | 0.017646
65.2 | 2.0606 | 0.011733 | 0.012458 | 0.017599
65.3 | 2.0618 | 0.011701 | 0.012424 | 0.017552
65.4 | 2.063 | 0.01167 | 0.012391 | 0.017505
65.5 | 2.0641 | 0.011639 | 0.012358 | 0.017459
65.6 | 2.0653 | 0.011608 | 0.012325 | 0.017412
65.7 | 2.0664 | 0.011577 | 0.012293 | 0.017366
65.8 | 2.0676 | 0.011546 | 0.01226 | 0.01732
65.9 | 2.0687 | 0.011516 | 0.012227 | 0.017273
66 | 2.0699 | 0.011485 | 0.012195 | 0.017227
66.1 | 2.071 | 0.011454 | 0.012162 | 0.017182
66.2 | 2.0722 | 0.011424 | 0.01213 | 0.017136
66.3 | 2.0733 | 0.011393 | 0.012098 | 0.01709
66.4 | 2.0745 | 0.011363 | 0.012065 | 0.017045
66.5 | 2.0756 | 0.011333 | 0.012033 | 0.016999
66.6 | 2.0767 | 0.011303 | 0.012001 | 0.016954
66.7 | 2.0778 | 0.011273 | 0.011969 | 0.016909
66.8 | 2.079 | 0.011243 | 0.011937 | 0.016864
66.9 | 2.0801 | 0.011213 | 0.011906 | 0.016819
67 | 2.0812 | 0.011183 | 0.011874 | 0.016774
67.1 | 2.0823 | 0.011153 | 0.011842 | 0.016729
67.2 | 2.0834 | 0.011123 | 0.011811 | 0.016685
67.3 | 2.0845 | 0.011094 | 0.011779 | 0.01664
67.4 | 2.0856 | 0.011064 | 0.011748 | 0.016596
67.5 | 2.0868 | 0.011035 | 0.011717 | 0.016552
67.6 | 2.0879 | 0.011005 | 0.011685 | 0.016508
67.7 | 2.089 | 0.010976 | 0.011654 | 0.016464
67.8 | 2.09 | 0.010947 | 0.011623 | 0.01642
67.9 | 2.0911 | 0.010918 | 0.011592 | 0.016376
68 | 2.0922 | 0.010888 | 0.011561 | 0.016333
68.1 | 2.0933 | 0.010859 | 0.011531 | 0.016289
68.2 | 2.0944 | 0.010831 | 0.0115 | 0.016246
68.3 | 2.0955 | 0.010802 | 0.011469 | 0.016203
68.4 | 2.0966 | 0.010773 | 0.011439 | 0.016159
68.5 | 2.0976 | 0.010744 | 0.011408 | 0.016116
68.6 | 2.0987 | 0.010716 | 0.011378 | 0.016073
68.7 | 2.0998 | 0.010687 | 0.011348 | 0.016031
68.8 | 2.1008 | 0.010659 | 0.011317 | 0.015988
68.9 | 2.1019 | 0.01063 | 0.011287 | 0.015945
69 | 2.103 | 0.010602 | 0.011257 | 0.015903
69.1 | 2.104 | 0.010574 | 0.011227 | 0.015861
69.2 | 2.1051 | 0.010546 | 0.011197 | 0.015818
69.3 | 2.1061 | 0.010517 | 0.011167 | 0.015776
69.4 | 2.1072 | 0.010489 | 0.011138 | 0.015734
69.5 | 2.1082 | 0.010462 | 0.011108 | 0.015692
69.6 | 2.1093 | 0.010434 | 0.011078 | 0.015651
69.7 | 2.1103 | 0.010406 | 0.011049 | 0.015609
69.8 | 2.1113 | 0.010378 | 0.01102 | 0.015567
69.9 | 2.1124 | 0.010351 | 0.01099 | 0.015526
70 | 2.1134 | 0.010323 | 0.010961 | 0.015484
70.1 | 2.1144 | 0.010295 | 0.010932 | 0.015443
70.2 | 2.1155 | 0.010268 | 0.010903 | 0.015402
70.3 | 2.1165 | 0.010241 | 0.010874 | 0.015361
70.4 | 2.1175 | 0.010213 | 0.010845 | 0.01532
70.5 | 2.1185 | 0.010186 | 0.010816 | 0.015279
70.6 | 2.1195 | 0.010159 | 0.010787 | 0.015239
70.7 | 2.1206 | 0.010132 | 0.010758 | 0.015198
70.8 | 2.1216 | 0.010105 | 0.01073 | 0.015158
70.9 | 2.1226 | 0.010078 | 0.010701 | 0.015117
71 | 2.1236 | 0.010051 | 0.010672 | 0.015077
71.1 | 2.1246 | 0.010025 | 0.010644 | 0.015037
71.2 | 2.1256 | 0.0099979 | 0.010616 | 0.014997
71.3 | 2.1266 | 0.0099712 | 0.010587 | 0.014957
71.4 | 2.1276 | 0.0099447 | 0.010559 | 0.014917
71.5 | 2.1286 | 0.0099182 | 0.010531 | 0.014877
71.6 | 2.1296 | 0.0098918 | 0.010503 | 0.014838
71.7 | 2.1305 | 0.0098654 | 0.010475 | 0.014798
71.8 | 2.1315 | 0.0098392 | 0.010447 | 0.014759
71.9 | 2.1325 | 0.009813 | 0.010419 | 0.014719
72 | 2.1335 | 0.0097868 | 0.010392 | 0.01468
72.1 | 2.1345 | 0.0097608 | 0.010364 | 0.014641
72.2 | 2.1354 | 0.0097348 | 0.010336 | 0.014602
72.3 | 2.1364 | 0.0097089 | 0.010309 | 0.014563
72.4 | 2.1374 | 0.009683 | 0.010281 | 0.014525
72.5 | 2.1383 | 0.0096572 | 0.010254 | 0.014486
72.6 | 2.1393 | 0.0096315 | 0.010227 | 0.014447
72.7 | 2.1403 | 0.0096058 | 0.010199 | 0.014409
72.8 | 2.1412 | 0.0095803 | 0.010172 | 0.01437
72.9 | 2.1422 | 0.0095548 | 0.010145 | 0.014332
73 | 2.1431 | 0.0095293 | 0.010118 | 0.014294
73.1 | 2.1441 | 0.0095039 | 0.010091 | 0.014256
73.2 | 2.145 | 0.0094786 | 0.010064 | 0.014218
73.3 | 2.146 | 0.0094534 | 0.010038 | 0.01418
73.4 | 2.1469 | 0.0094282 | 0.010011 | 0.014142
73.5 | 2.1479 | 0.0094031 | 0.0099842 | 0.014105
73.6 | 2.1488 | 0.0093781 | 0.0099576 | 0.014067
73.7 | 2.1497 | 0.0093531 | 0.0099311 | 0.01403
73.8 | 2.1507 | 0.0093282 | 0.0099046 | 0.013992
73.9 | 2.1516 | 0.0093033 | 0.0098783 | 0.013955
74 | 2.1525 | 0.0092786 | 0.0098519 | 0.013918
74.1 | 2.1534 | 0.0092538 | 0.0098257 | 0.013881
74.2 | 2.1544 | 0.0092292 | 0.0097995 | 0.013844
74.3 | 2.1553 | 0.0092046 | 0.0097734 | 0.013807
74.4 | 2.1562 | 0.0091801 | 0.0097474 | 0.01377
74.5 | 2.1571 | 0.0091557 | 0.0097215 | 0.013733
74.6 | 2.158 | 0.0091313 | 0.0096956 | 0.013697
74.7 | 2.1589 | 0.009107 | 0.0096697 | 0.01366
74.8 | 2.1599 | 0.0090827 | 0.009644 | 0.013624
74.9 | 2.1608 | 0.0090585 | 0.0096183 | 0.013588
75 | 2.1617 | 0.0090344 | 0.0095927 | 0.013552
75.1 | 2.1626 | 0.0090103 | 0.0095672 | 0.013515
75.2 | 2.1635 | 0.0089863 | 0.0095417 | 0.01348
75.3 | 2.1644 | 0.0089624 | 0.0095163 | 0.013444
75.4 | 2.1653 | 0.0089385 | 0.0094909 | 0.013408
75.5 | 2.1661 | 0.0089147 | 0.0094656 | 0.013372
75.6 | 2.167 | 0.008891 | 0.0094404 | 0.013336
75.7 | 2.1679 | 0.0088673 | 0.0094153 | 0.013301
75.8 | 2.1688 | 0.0088437 | 0.0093902 | 0.013266
75.9 | 2.1697 | 0.0088201 | 0.0093652 | 0.01323
76 | 2.1706 | 0.0087967 | 0.0093403 | 0.013195
76.1 | 2.1714 | 0.0087732 | 0.0093154 | 0.01316
76.2 | 2.1723 | 0.0087499 | 0.0092906 | 0.013125
76.3 | 2.1732 | 0.0087266 | 0.0092659 | 0.01309
76.4 | 2.1741 | 0.0087033 | 0.0092412 | 0.013055
76.5 | 2.1749 | 0.0086801 | 0.0092166 | 0.01302
76.6 | 2.1758 | 0.008657 | 0.009192 | 0.012986
76.7 | 2.1767 | 0.008634 | 0.0091675 | 0.012951
76.8 | 2.1775 | 0.008611 | 0.0091431 | 0.012916
76.9 | 2.1784 | 0.0085881 | 0.0091188 | 0.012882
77 | 2.1792 | 0.0085652 | 0.0090945 | 0.012848
77.1 | 2.1801 | 0.0085424 | 0.0090703 | 0.012814
77.2 | 2.1809 | 0.0085196 | 0.0090461 | 0.012779
77.3 | 2.1818 | 0.0084969 | 0.009022 | 0.012745
77.4 | 2.1826 | 0.0084743 | 0.008998 | 0.012711
77.5 | 2.1835 | 0.0084517 | 0.008974 | 0.012678
77.6 | 2.1843 | 0.0084292 | 0.0089501 | 0.012644
77.7 | 2.1852 | 0.0084068 | 0.0089263 | 0.01261
77.8 | 2.186 | 0.0083844 | 0.0089025 | 0.012577
77.9 | 2.1868 | 0.0083621 | 0.0088788 | 0.012543
78 | 2.1877 | 0.0083398 | 0.0088552 | 0.01251
78.1 | 2.1885 | 0.0083176 | 0.0088316 | 0.012476
78.2 | 2.1893 | 0.0082954 | 0.0088081 | 0.012443
78.3 | 2.1902 | 0.0082733 | 0.0087846 | 0.01241
78.4 | 2.191 | 0.0082513 | 0.0087612 | 0.012377
78.5 | 2.1918 | 0.0082293 | 0.0087379 | 0.012344
78.6 | 2.1926 | 0.0082074 | 0.0087146 | 0.012311
78.7 | 2.1935 | 0.0081856 | 0.0086914 | 0.012278
78.8 | 2.1943 | 0.0081638 | 0.0086683 | 0.012246
78.9 | 2.1951 | 0.008142 | 0.0086452 | 0.012213
79 | 2.1959 | 0.0081203 | 0.0086222 | 0.012181
79.1 | 2.1967 | 0.0080987 | 0.0085992 | 0.012148
79.2 | 2.1975 | 0.0080771 | 0.0085763 | 0.012116
79.3 | 2.1983 | 0.0080556 | 0.0085535 | 0.012083
79.4 | 2.1991 | 0.0080342 | 0.0085307 | 0.012051
79.5 | 2.1999 | 0.0080128 | 0.008508 | 0.012019
79.6 | 2.2007 | 0.0079914 | 0.0084853 | 0.011987
79.7 | 2.2015 | 0.0079702 | 0.0084627 | 0.011955
79.8 | 2.2023 | 0.0079489 | 0.0084402 | 0.011923
79.9 | 2.2031 | 0.0079278 | 0.0084177 | 0.011892
80 | 2.2039 | 0.0079067 | 0.0083953 | 0.01186
80.1 | 2.2047 | 0.0078856 | 0.0083729 | 0.011828
80.2 | 2.2055 | 0.0078646 | 0.0083506 | 0.011797
80.3 | 2.2063 | 0.0078437 | 0.0083284 | 0.011765
80.4 | 2.207 | 0.0078228 | 0.0083062 | 0.011734
80.5 | 2.2078 | 0.0078019 | 0.0082841 | 0.011703
80.6 | 2.2086 | 0.0077812 | 0.008262 | 0.011672
80.7 | 2.2094 | 0.0077604 | 0.00824 | 0.011641
80.8 | 2.2101 | 0.0077398 | 0.0082181 | 0.01161
80.9 | 2.2109 | 0.0077192 | 0.0081962 | 0.011579
81 | 2.2117 | 0.0076986 | 0.0081744 | 0.011548
81.1 | 2.2125 | 0.0076781 | 0.0081526 | 0.011517
81.2 | 2.2132 | 0.0076577 | 0.0081309 | 0.011486
81.3 | 2.214 | 0.0076373 | 0.0081092 | 0.011456
81.4 | 2.2147 | 0.0076169 | 0.0080876 | 0.011425
81.5 | 2.2155 | 0.0075966 | 0.0080661 | 0.011395
81.6 | 2.2163 | 0.0075764 | 0.0080446 | 0.011365
81.7 | 2.217 | 0.0075562 | 0.0080232 | 0.011334
81.8 | 2.2178 | 0.0075361 | 0.0080018 | 0.011304
81.9 | 2.2185 | 0.007516 | 0.0079805 | 0.011274
82 | 2.2193 | 0.007496 | 0.0079593 | 0.011244
82.1 | 2.22 | 0.0074761 | 0.0079381 | 0.011214
82.2 | 2.2208 | 0.0074561 | 0.0079169 | 0.011184
82.3 | 2.2215 | 0.0074363 | 0.0078958 | 0.011154
82.4 | 2.2223 | 0.0074165 | 0.0078748 | 0.011125
82.5 | 2.223 | 0.0073967 | 0.0078538 | 0.011095
82.6 | 2.2237 | 0.007377 | 0.0078329 | 0.011066
82.7 | 2.2245 | 0.0073574 | 0.0078121 | 0.011036
82.8 | 2.2252 | 0.0073378 | 0.0077913 | 0.011007
82.9 | 2.2259 | 0.0073183 | 0.0077705 | 0.010977
83 | 2.2267 | 0.0072988 | 0.0077498 | 0.010948
83.1 | 2.2274 | 0.0072793 | 0.0077292 | 0.010919
83.2 | 2.2281 | 0.0072599 | 0.0077086 | 0.01089
83.3 | 2.2288 | 0.0072406 | 0.0076881 | 0.010861
83.4 | 2.2296 | 0.0072213 | 0.0076676 | 0.010832
83.5 | 2.2303 | 0.0072021 | 0.0076472 | 0.010803
83.6 | 2.231 | 0.0071829 | 0.0076268 | 0.010774
83.7 | 2.2317 | 0.0071638 | 0.0076065 | 0.010746
83.8 | 2.2324 | 0.0071447 | 0.0075862 | 0.010717
83.9 | 2.2331 | 0.0071257 | 0.007566 | 0.010689
84 | 2.2339 | 0.0071067 | 0.0075459 | 0.01066
84.1 | 2.2346 | 0.0070878 | 0.0075258 | 0.010632
84.2 | 2.2353 | 0.0070689 | 0.0075057 | 0.010603
84.3 | 2.236 | 0.0070501 | 0.0074858 | 0.010575
84.4 | 2.2367 | 0.0070313 | 0.0074658 | 0.010547
84.5 | 2.2374 | 0.0070126 | 0.0074459 | 0.010519
84.6 | 2.2381 | 0.0069939 | 0.0074261 | 0.010491
84.7 | 2.2388 | 0.0069753 | 0.0074063 | 0.010463
84.8 | 2.2395 | 0.0069567 | 0.0073866 | 0.010435
84.9 | 2.2402 | 0.0069382 | 0.0073669 | 0.010407
85 | 2.2409 | 0.0069197 | 0.0073473 | 0.01038
85.1 | 2.2415 | 0.0069013 | 0.0073278 | 0.010352
85.2 | 2.2422 | 0.0068829 | 0.0073082 | 0.010324
85.3 | 2.2429 | 0.0068646 | 0.0072888 | 0.010297
85.4 | 2.2436 | 0.0068463 | 0.0072694 | 0.010269
85.5 | 2.2443 | 0.006828 | 0.00725 | 0.010242
85.6 | 2.245 | 0.0068099 | 0.0072307 | 0.010215
85.7 | 2.2456 | 0.0067917 | 0.0072114 | 0.010188
85.8 | 2.2463 | 0.0067736 | 0.0071922 | 0.01016
85.9 | 2.247 | 0.0067556 | 0.0071731 | 0.010133
86 | 2.2477 | 0.0067376 | 0.007154 | 0.010106
86.1 | 2.2483 | 0.0067197 | 0.0071349 | 0.01008
86.2 | 2.249 | 0.0067018 | 0.0071159 | 0.010053
86.3 | 2.2497 | 0.0066839 | 0.007097 | 0.010026
86.4 | 2.2504 | 0.0066661 | 0.0070781 | 0.0099992
86.5 | 2.251 | 0.0066484 | 0.0070592 | 0.0099726
86.6 | 2.2517 | 0.0066307 | 0.0070404 | 0.009946
86.7 | 2.2523 | 0.006613 | 0.0070217 | 0.0099195
86.8 | 2.253 | 0.0065954 | 0.007003 | 0.0098931
86.9 | 2.2537 | 0.0065778 | 0.0069843 | 0.0098667
87 | 2.2543 | 0.0065603 | 0.0069657 | 0.0098405
87.1 | 2.255 | 0.0065428 | 0.0069472 | 0.0098143
87.2 | 2.2556 | 0.0065254 | 0.0069287 | 0.0097881
87.3 | 2.2563 | 0.006508 | 0.0069102 | 0.0097621
87.4 | 2.2569 | 0.0064907 | 0.0068918 | 0.0097361
87.5 | 2.2576 | 0.0064734 | 0.0068735 | 0.0097101
87.6 | 2.2582 | 0.0064562 | 0.0068552 | 0.0096843
87.7 | 2.2589 | 0.006439 | 0.0068369 | 0.0096585
87.8 | 2.2595 | 0.0064218 | 0.0068187 | 0.0096328
87.9 | 2.2601 | 0.0064047 | 0.0068005 | 0.0096071
88 | 2.2608 | 0.0063877 | 0.0067824 | 0.0095815
88.1 | 2.2614 | 0.0063707 | 0.0067644 | 0.009556
88.2 | 2.2621 | 0.0063537 | 0.0067464 | 0.0095306
88.3 | 2.2627 | 0.0063368 | 0.0067284 | 0.0095052
88.4 | 2.2633 | 0.0063199 | 0.0067105 | 0.0094799
88.5 | 2.2639 | 0.0063031 | 0.0066926 | 0.0094546
88.6 | 2.2646 | 0.0062863 | 0.0066748 | 0.0094294
88.7 | 2.2652 | 0.0062696 | 0.006657 | 0.0094043
88.8 | 2.2658 | 0.0062529 | 0.0066393 | 0.0093793
88.9 | 2.2665 | 0.0062362 | 0.0066216 | 0.0093543
89 | 2.2671 | 0.0062196 | 0.006604 | 0.0093294
89.1 | 2.2677 | 0.006203 | 0.0065864 | 0.0093046
89.2 | 2.2683 | 0.0061865 | 0.0065688 | 0.0092798
89.3 | 2.2689 | 0.00617 | 0.0065513 | 0.0092551
89.4 | 2.2695 | 0.0061536 | 0.0065339 | 0.0092304
89.5 | 2.2702 | 0.0061372 | 0.0065165 | 0.0092058
89.6 | 2.2708 | 0.0061209 | 0.0064991 | 0.0091813
89.7 | 2.2714 | 0.0061046 | 0.0064818 | 0.0091569
89.8 | 2.272 | 0.0060883 | 0.0064646 | 0.0091325
89.9 | 2.2726 | 0.0060721 | 0.0064473 | 0.0091082
90 | 2.2732 | 0.0060559 | 0.0064302 | 0.0090839
90.1 | 2.2738 | 0.0060398 | 0.0064131 | 0.0090597
90.2 | 2.2744 | 0.0060237 | 0.006396 | 0.0090356
90.3 | 2.275 | 0.0060077 | 0.0063789 | 0.0090115
90.4 | 2.2756 | 0.0059917 | 0.006362 | 0.0089875
90.5 | 2.2762 | 0.0059757 | 0.006345 | 0.0089636
90.6 | 2.2768 | 0.0059598 | 0.0063281 | 0.0089397
90.7 | 2.2774 | 0.0059439 | 0.0063113 | 0.0089159
90.8 | 2.278 | 0.0059281 | 0.0062945 | 0.0088922
90.9 | 2.2786 | 0.0059123 | 0.0062777 | 0.0088685
91 | 2.2792 | 0.0058966 | 0.006261 | 0.0088449
91.1 | 2.2798 | 0.0058809 | 0.0062443 | 0.0088213
91.2 | 2.2803 | 0.0058652 | 0.0062277 | 0.0087978
91.3 | 2.2809 | 0.0058496 | 0.0062111 | 0.0087744
91.4 | 2.2815 | 0.005834 | 0.0061945 | 0.008751
91.5 | 2.2821 | 0.0058185 | 0.006178 | 0.0087277
91.6 | 2.2827 | 0.005803 | 0.0061616 | 0.0087045
91.7 | 2.2833 | 0.0057875 | 0.0061452 | 0.0086813
91.8 | 2.2838 | 0.0057721 | 0.0061288 | 0.0086582
91.9 | 2.2844 | 0.0057567 | 0.0061125 | 0.0086351
92 | 2.285 | 0.0057414 | 0.0060962 | 0.0086121
92.1 | 2.2856 | 0.0057261 | 0.00608 | 0.0085892
92.2 | 2.2861 | 0.0057109 | 0.0060638 | 0.0085663
92.3 | 2.2867 | 0.0056957 | 0.0060476 | 0.0085435
92.4 | 2.2873 | 0.0056805 | 0.0060315 | 0.0085207
92.5 | 2.2878 | 0.0056654 | 0.0060155 | 0.0084981
92.6 | 2.2884 | 0.0056503 | 0.0059995 | 0.0084754
92.7 | 2.289 | 0.0056352 | 0.0059835 | 0.0084529
92.8 | 2.2895 | 0.0056202 | 0.0059675 | 0.0084303
92.9 | 2.2901 | 0.0056053 | 0.0059517 | 0.0084079
93 | 2.2906 | 0.0055903 | 0.0059358 | 0.0083855
93.1 | 2.2912 | 0.0055754 | 0.00592 | 0.0083632
93.2 | 2.2918 | 0.0055606 | 0.0059042 | 0.0083409
93.3 | 2.2923 | 0.0055458 | 0.0058885 | 0.0083187
93.4 | 2.2929 | 0.005531 | 0.0058728 | 0.0082965
93.5 | 2.2934 | 0.0055163 | 0.0058572 | 0.0082744
93.6 | 2.294 | 0.0055016 | 0.0058416 | 0.0082524
93.7 | 2.2945 | 0.0054869 | 0.005826 | 0.0082304
93.8 | 2.2951 | 0.0054723 | 0.0058105 | 0.0082085
93.9 | 2.2956 | 0.0054578 | 0.005795 | 0.0081866
94 | 2.2962 | 0.0054432 | 0.0057796 | 0.0081648
94.1 | 2.2967 | 0.0054287 | 0.0057642 | 0.0081431
94.2 | 2.2972 | 0.0054143 | 0.0057489 | 0.0081214
94.3 | 2.2978 | 0.0053999 | 0.0057336 | 0.0080998
94.4 | 2.2983 | 0.0053855 | 0.0057183 | 0.0080782
94.5 | 2.2989 | 0.0053711 | 0.0057031 | 0.0080567
94.6 | 2.2994 | 0.0053568 | 0.0056879 | 0.0080352
94.7 | 2.2999 | 0.0053426 | 0.0056727 | 0.0080138
94.8 | 2.3005 | 0.0053283 | 0.0056576 | 0.0079925
94.9 | 2.301 | 0.0053141 | 0.0056425 | 0.0079712
95 | 2.3015 | 0.0053 | 0.0056275 | 0.00795
95.1 | 2.302 | 0.0052859 | 0.0056125 | 0.0079288
95.2 | 2.3026 | 0.0052718 | 0.0055976 | 0.0079077
95.3 | 2.3031 | 0.0052578 | 0.0055827 | 0.0078866
95.4 | 2.3036 | 0.0052438 | 0.0055678 | 0.0078656
95.5 | 2.3041 | 0.0052298 | 0.005553 | 0.0078447
95.6 | 2.3047 | 0.0052159 | 0.0055382 | 0.0078238
95.7 | 2.3052 | 0.005202 | 0.0055234 | 0.007803
95.8 | 2.3057 | 0.0051881 | 0.0055087 | 0.0077822
95.9 | 2.3062 | 0.0051743 | 0.0054941 | 0.0077615
96 | 2.3067 | 0.0051605 | 0.0054794 | 0.0077408
96.1 | 2.3073 | 0.0051468 | 0.0054648 | 0.0077202
96.2 | 2.3078 | 0.0051331 | 0.0054503 | 0.0076996
96.3 | 2.3083 | 0.0051194 | 0.0054358 | 0.0076791
96.4 | 2.3088 | 0.0051058 | 0.0054213 | 0.0076587
96.5 | 2.3093 | 0.0050922 | 0.0054069 | 0.0076383
96.6 | 2.3098 | 0.0050786 | 0.0053925 | 0.0076179
96.7 | 2.3103 | 0.0050651 | 0.0053781 | 0.0075976
96.8 | 2.3108 | 0.0050516 | 0.0053638 | 0.0075774
96.9 | 2.3113 | 0.0050381 | 0.0053495 | 0.0075572
97 | 2.3118 | 0.0050247 | 0.0053352 | 0.0075371
97.1 | 2.3123 | 0.0050114 | 0.005321 | 0.007517
97.2 | 2.3128 | 0.004998 | 0.0053069 | 0.007497
97.3 | 2.3133 | 0.0049847 | 0.0052927 | 0.007477
97.4 | 2.3138 | 0.0049714 | 0.0052786 | 0.0074571
97.5 | 2.3143 | 0.0049582 | 0.0052646 | 0.0074373
97.6 | 2.3148 | 0.004945 | 0.0052506 | 0.0074175
97.7 | 2.3153 | 0.0049318 | 0.0052366 | 0.0073977
97.8 | 2.3158 | 0.0049187 | 0.0052226 | 0.007378
97.9 | 2.3163 | 0.0049056 | 0.0052087 | 0.0073584
98 | 2.3168 | 0.0048925 | 0.0051949 | 0.0073388
98.1 | 2.3173 | 0.0048795 | 0.005181 | 0.0073192
98.2 | 2.3178 | 0.0048665 | 0.0051672 | 0.0072997
98.3 | 2.3182 | 0.0048535 | 0.0051535 | 0.0072803
98.4 | 2.3187 | 0.0048406 | 0.0051397 | 0.0072609
98.5 | 2.3192 | 0.0048277 | 0.0051261 | 0.0072416
98.6 | 2.3197 | 0.0048149 | 0.0051124 | 0.0072223
98.7 | 2.3202 | 0.004802 | 0.0050988 | 0.007203
98.8 | 2.3206 | 0.0047892 | 0.0050852 | 0.0071839
98.9 | 2.3211 | 0.0047765 | 0.0050717 | 0.0071647
99 | 2.3216 | 0.0047638 | 0.0050582 | 0.0071457
99.1 | 2.3221 | 0.0047511 | 0.0050447 | 0.0071266
99.2 | 2.3225 | 0.0047384 | 0.0050313 | 0.0071076
99.3 | 2.323 | 0.0047258 | 0.0050179 | 0.0070887
99.4 | 2.3235 | 0.0047132 | 0.0050045 | 0.0070698
99.5 | 2.324 | 0.0047007 | 0.0049912 | 0.007051
99.6 | 2.3244 | 0.0046882 | 0.0049779 | 0.0070322
99.7 | 2.3249 | 0.0046757 | 0.0049646 | 0.0070135
99.8 | 2.3254 | 0.0046632 | 0.0049514 | 0.0069948
99.9 | 2.3258 | 0.0046508 | 0.0049382 | 0.0069762
100 | 2.3263 | 0.0046384 | 0.0049251 | 0.0069576
100.1 | 2.3268 | 0.0046261 | 0.0049119 | 0.0069391
100.2 | 2.3272 | 0.0046137 | 0.0048989 | 0.0069206
100.3 | 2.3277 | 0.0046015 | 0.0048858 | 0.0069022
100.4 | 2.3281 | 0.0045892 | 0.0048728 | 0.0068838
100.5 | 2.3286 | 0.004577 | 0.0048598 | 0.0068655
100.6 | 2.329 | 0.0045648 | 0.0048469 | 0.0068472
100.7 | 2.3295 | 0.0045526 | 0.004834 | 0.0068289
100.8 | 2.33 | 0.0045405 | 0.0048211 | 0.0068108
100.9 | 2.3304 | 0.0045284 | 0.0048083 | 0.0067926
101 | 2.3309 | 0.0045164 | 0.0047955 | 0.0067745
101.1 | 2.3313 | 0.0045043 | 0.0047827 | 0.0067565
101.2 | 2.3318 | 0.0044923 | 0.0047699 | 0.0067385
101.3 | 2.3322 | 0.0044804 | 0.0047572 | 0.0067206
101.4 | 2.3327 | 0.0044684 | 0.0047446 | 0.0067027
101.5 | 2.3331 | 0.0044565 | 0.0047319 | 0.0066848
101.6 | 2.3335 | 0.0044447 | 0.0047193 | 0.006667
101.7 | 2.334 | 0.0044328 | 0.0047068 | 0.0066492
101.8 | 2.3344 | 0.004421 | 0.0046942 | 0.0066315
101.9 | 2.3349 | 0.0044093 | 0.0046817 | 0.0066139
102 | 2.3353 | 0.0043975 | 0.0046693 | 0.0065963
102.1 | 2.3358 | 0.0043858 | 0.0046568 | 0.0065787
102.2 | 2.3362 | 0.0043741 | 0.0046444 | 0.0065612
102.3 | 2.3366 | 0.0043625 | 0.0046321 | 0.0065437
102.4 | 2.3371 | 0.0043509 | 0.0046197 | 0.0065263
102.5 | 2.3375 | 0.0043393 | 0.0046074 | 0.0065089
102.6 | 2.3379 | 0.0043277 | 0.0045952 | 0.0064916
102.7 | 2.3384 | 0.0043162 | 0.0045829 | 0.0064743
102.8 | 2.3388 | 0.0043047 | 0.0045707 | 0.006457
102.9 | 2.3392 | 0.0042932 | 0.0045585 | 0.0064398
103 | 2.3396 | 0.0042818 | 0.0045464 | 0.0064227
103.1 | 2.3401 | 0.0042704 | 0.0045343 | 0.0064056
103.2 | 2.3405 | 0.004259 | 0.0045222 | 0.0063885
103.3 | 2.3409 | 0.0042477 | 0.0045102 | 0.0063715
103.4 | 2.3413 | 0.0042364 | 0.0044982 | 0.0063545
103.5 | 2.3418 | 0.0042251 | 0.0044862 | 0.0063376
103.6 | 2.3422 | 0.0042138 | 0.0044742 | 0.0063207
103.7 | 2.3426 | 0.0042026 | 0.0044623 | 0.0063039
103.8 | 2.343 | 0.0041914 | 0.0044504 | 0.0062871
103.9 | 2.3434 | 0.0041803 | 0.0044386 | 0.0062704
104 | 2.3439 | 0.0041691 | 0.0044268 | 0.0062537
104.1 | 2.3443 | 0.004158 | 0.004415 | 0.006237
104.2 | 2.3447 | 0.0041469 | 0.0044032 | 0.0062204
104.3 | 2.3451 | 0.0041359 | 0.0043915 | 0.0062039
104.4 | 2.3455 | 0.0041249 | 0.0043798 | 0.0061873
104.5 | 2.3459 | 0.0041139 | 0.0043681 | 0.0061709
104.6 | 2.3463 | 0.0041029 | 0.0043565 | 0.0061544
104.7 | 2.3468 | 0.004092 | 0.0043449 | 0.006138
104.8 | 2.3472 | 0.0040811 | 0.0043333 | 0.0061217
104.9 | 2.3476 | 0.0040703 | 0.0043218 | 0.0061054
105 | 2.348 | 0.0040594 | 0.0043103 | 0.0060891
105.1 | 2.3484 | 0.0040486 | 0.0042988 | 0.0060729
105.2 | 2.3488 | 0.0040378 | 0.0042874 | 0.0060567
105.3 | 2.3492 | 0.0040271 | 0.0042759 | 0.0060406
105.4 | 2.3496 | 0.0040163 | 0.0042645 | 0.0060245
105.5 | 2.35 | 0.0040056 | 0.0042532 | 0.0060085
105.6 | 2.3504 | 0.003995 | 0.0042419 | 0.0059925
105.7 | 2.3508 | 0.0039843 | 0.0042306 | 0.0059765
105.8 | 2.3512 | 0.0039737 | 0.0042193 | 0.0059606
105.9 | 2.3516 | 0.0039631 | 0.0042081 | 0.0059447
106 | 2.352 | 0.0039526 | 0.0041969 | 0.0059289
106.1 | 2.3524 | 0.0039421 | 0.0041857 | 0.0059131
106.2 | 2.3528 | 0.0039316 | 0.0041745 | 0.0058974
106.3 | 2.3532 | 0.0039211 | 0.0041634 | 0.0058816
106.4 | 2.3535 | 0.0039107 | 0.0041523 | 0.005866
106.5 | 2.3539 | 0.0039002 | 0.0041413 | 0.0058504
106.6 | 2.3543 | 0.0038899 | 0.0041302 | 0.0058348
106.7 | 2.3547 | 0.0038795 | 0.0041192 | 0.0058192
106.8 | 2.3551 | 0.0038692 | 0.0041083 | 0.0058037
106.9 | 2.3555 | 0.0038589 | 0.0040973 | 0.0057883
107 | 2.3559 | 0.0038486 | 0.0040864 | 0.0057729
107.1 | 2.3563 | 0.0038383 | 0.0040755 | 0.0057575
107.2 | 2.3566 | 0.0038281 | 0.0040647 | 0.0057422
107.3 | 2.357 | 0.0038179 | 0.0040539 | 0.0057269
107.4 | 2.3574 | 0.0038078 | 0.0040431 | 0.0057116
107.5 | 2.3578 | 0.0037976 | 0.0040323 | 0.0056964
107.6 | 2.3582 | 0.0037875 | 0.0040216 | 0.0056812
107.7 | 2.3585 | 0.0037774 | 0.0040108 | 0.0056661
107.8 | 2.3589 | 0.0037674 | 0.0040002 | 0.005651
107.9 | 2.3593 | 0.0037573 | 0.0039895 | 0.005636
108 | 2.3597 | 0.0037473 | 0.0039789 | 0.005621
108.1 | 2.36 | 0.0037373 | 0.0039683 | 0.005606
108.2 | 2.3604 | 0.0037274 | 0.0039577 | 0.0055911
108.3 | 2.3608 | 0.0037175 | 0.0039472 | 0.0055762
108.4 | 2.3612 | 0.0037076 | 0.0039367 | 0.0055613
108.5 | 2.3615 | 0.0036977 | 0.0039262 | 0.0055465
108.6 | 2.3619 | 0.0036878 | 0.0039157 | 0.0055317
108.7 | 2.3623 | 0.003678 | 0.0039053 | 0.005517
108.8 | 2.3626 | 0.0036682 | 0.0038949 | 0.0055023
108.9 | 2.363 | 0.0036584 | 0.0038845 | 0.0054877
109 | 2.3634 | 0.0036487 | 0.0038742 | 0.0054731
109.1 | 2.3637 | 0.003639 | 0.0038639 | 0.0054585
109.2 | 2.3641 | 0.0036293 | 0.0038536 | 0.0054439
109.3 | 2.3644 | 0.0036196 | 0.0038433 | 0.0054294
109.4 | 2.3648 | 0.00361 | 0.0038331 | 0.005415
109.5 | 2.3652 | 0.0036004 | 0.0038229 | 0.0054006
109.6 | 2.3655 | 0.0035908 | 0.0038127 | 0.0053862
109.7 | 2.3659 | 0.0035812 | 0.0038025 | 0.0053718
109.8 | 2.3662 | 0.0035717 | 0.0037924 | 0.0053575
109.9 | 2.3666 | 0.0035622 | 0.0037823 | 0.0053433
110 | 2.367 | 0.0035527 | 0.0037722 | 0.005329
110.1 | 2.3673 | 0.0035432 | 0.0037622 | 0.0053148
110.2 | 2.3677 | 0.0035338 | 0.0037522 | 0.0053007
110.3 | 2.368 | 0.0035244 | 0.0037422 | 0.0052866
110.4 | 2.3684 | 0.003515 | 0.0037322 | 0.0052725
110.5 | 2.3687 | 0.0035056 | 0.0037223 | 0.0052585
110.6 | 2.3691 | 0.0034963 | 0.0037124 | 0.0052445
110.7 | 2.3694 | 0.003487 | 0.0037025 | 0.0052305
110.8 | 2.3698 | 0.0034777 | 0.0036926 | 0.0052166
110.9 | 2.3701 | 0.0034684 | 0.0036828 | 0.0052027
111 | 2.3705 | 0.0034592 | 0.003673 | 0.0051888
111.1 | 2.3708 | 0.00345 | 0.0036632 | 0.005175
111.2 | 2.3711 | 0.0034408 | 0.0036534 | 0.0051612
111.3 | 2.3715 | 0.0034316 | 0.0036437 | 0.0051475
111.4 | 2.3718 | 0.0034225 | 0.003634 | 0.0051338
111.5 | 2.3722 | 0.0034134 | 0.0036243 | 0.0051201
111.6 | 2.3725 | 0.0034043 | 0.0036147 | 0.0051064
111.7 | 2.3728 | 0.0033952 | 0.0036051 | 0.0050928
111.8 | 2.3732 | 0.0033862 | 0.0035954 | 0.0050793
111.9 | 2.3735 | 0.0033772 | 0.0035859 | 0.0050658
112 | 2.3739 | 0.0033682 | 0.0035763 | 0.0050523
112.1 | 2.3742 | 0.0033592 | 0.0035668 | 0.0050388
112.2 | 2.3745 | 0.0033503 | 0.0035573 | 0.0050254
112.3 | 2.3749 | 0.0033413 | 0.0035478 | 0.005012
112.4 | 2.3752 | 0.0033324 | 0.0035384 | 0.0049987
112.5 | 2.3755 | 0.0033236 | 0.003529 | 0.0049854
112.6 | 2.3759 | 0.0033147 | 0.0035196 | 0.0049721
112.7 | 2.3762 | 0.0033059 | 0.0035102 | 0.0049588
112.8 | 2.3765 | 0.0032971 | 0.0035008 | 0.0049456
112.9 | 2.3769 | 0.0032883 | 0.0034915 | 0.0049325
113 | 2.3772 | 0.0032795 | 0.0034822 | 0.0049193
113.1 | 2.3775 | 0.0032708 | 0.0034729 | 0.0049062
113.2 | 2.3778 | 0.0032621 | 0.0034637 | 0.0048932
113.3 | 2.3782 | 0.0032534 | 0.0034545 | 0.0048801
113.4 | 2.3785 | 0.0032448 | 0.0034453 | 0.0048671
113.5 | 2.3788 | 0.0032361 | 0.0034361 | 0.0048542
113.6 | 2.3791 | 0.0032275 | 0.0034269 | 0.0048412
113.7 | 2.3795 | 0.0032189 | 0.0034178 | 0.0048283
113.8 | 2.3798 | 0.0032103 | 0.0034087 | 0.0048155
113.9 | 2.3801 | 0.0032018 | 0.0033996 | 0.0048027
114 | 2.3804 | 0.0031932 | 0.0033906 | 0.0047899
114.1 | 2.3807 | 0.0031847 | 0.0033816 | 0.0047771
114.2 | 2.381 | 0.0031763 | 0.0033725 | 0.0047644
114.3 | 2.3814 | 0.0031678 | 0.0033636 | 0.0047517
114.4 | 2.3817 | 0.0031594 | 0.0033546 | 0.0047391
114.5 | 2.382 | 0.003151 | 0.0033457 | 0.0047264
114.6 | 2.3823 | 0.0031426 | 0.0033368 | 0.0047138
114.7 | 2.3826 | 0.0031342 | 0.0033279 | 0.0047013
114.8 | 2.3829 | 0.0031258 | 0.003319 | 0.0046888
114.9 | 2.3832 | 0.0031175 | 0.0033102 | 0.0046763
115 | 2.3836 | 0.0031092 | 0.0033014 | 0.0046638
115.1 | 2.3839 | 0.0031009 | 0.0032926 | 0.0046514
115.2 | 2.3842 | 0.0030927 | 0.0032838 | 0.004639
115.3 | 2.3845 | 0.0030844 | 0.0032751 | 0.0046267
115.4 | 2.3848 | 0.0030762 | 0.0032663 | 0.0046143
115.5 | 2.3851 | 0.003068 | 0.0032576 | 0.0046021
115.6 | 2.3854 | 0.0030599 | 0.003249 | 0.0045898
115.7 | 2.3857 | 0.0030517 | 0.0032403 | 0.0045776
115.8 | 2.386 | 0.0030436 | 0.0032317 | 0.0045654
115.9 | 2.3863 | 0.0030355 | 0.0032231 | 0.0045532
116 | 2.3866 | 0.0030274 | 0.0032145 | 0.0045411
116.1 | 2.3869 | 0.0030193 | 0.0032059 | 0.004529
116.2 | 2.3872 | 0.0030113 | 0.0031974 | 0.004517
116.3 | 2.3875 | 0.0030033 | 0.0031889 | 0.0045049
116.4 | 2.3878 | 0.0029953 | 0.0031804 | 0.0044929
116.5 | 2.3881 | 0.0029873 | 0.0031719 | 0.004481
116.6 | 2.3884 | 0.0029794 | 0.0031635 | 0.004469
116.7 | 2.3887 | 0.0029714 | 0.003155 | 0.0044571
116.8 | 2.389 | 0.0029635 | 0.0031466 | 0.0044453
116.9 | 2.3893 | 0.0029556 | 0.0031383 | 0.0044334
117 | 2.3896 | 0.0029477 | 0.0031299 | 0.0044216
117.1 | 2.3899 | 0.0029399 | 0.0031216 | 0.0044098
117.2 | 2.3902 | 0.0029321 | 0.0031133 | 0.0043981
117.3 | 2.3905 | 0.0029243 | 0.003105 | 0.0043864
117.4 | 2.3908 | 0.0029165 | 0.0030967 | 0.0043747
117.5 | 2.3911 | 0.0029087 | 0.0030884 | 0.004363
117.6 | 2.3914 | 0.002901 | 0.0030802 | 0.0043514
117.7 | 2.3916 | 0.0028932 | 0.003072 | 0.0043398
117.8 | 2.3919 | 0.0028855 | 0.0030638 | 0.0043283
117.9 | 2.3922 | 0.0028778 | 0.0030557 | 0.0043168
118 | 2.3925 | 0.0028702 | 0.0030475 | 0.0043053
118.1 | 2.3928 | 0.0028625 | 0.0030394 | 0.0042938
118.2 | 2.3931 | 0.0028549 | 0.0030313 | 0.0042824
118.3 | 2.3934 | 0.0028473 | 0.0030233 | 0.004271
118.4 | 2.3937 | 0.0028397 | 0.0030152 | 0.0042596
118.5 | 2.3939 | 0.0028322 | 0.0030072 | 0.0042482
118.6 | 2.3942 | 0.0028246 | 0.0029992 | 0.0042369
118.7 | 2.3945 | 0.0028171 | 0.0029912 | 0.0042256
118.8 | 2.3948 | 0.0028096 | 0.0029832 | 0.0042144
118.9 | 2.3951 | 0.0028021 | 0.0029753 | 0.0042032
119 | 2.3953 | 0.0027946 | 0.0029673 | 0.004192
119.1 | 2.3956 | 0.0027872 | 0.0029594 | 0.0041808
119.2 | 2.3959 | 0.0027798 | 0.0029516 | 0.0041697
119.3 | 2.3962 | 0.0027724 | 0.0029437 | 0.0041586
119.4 | 2.3965 | 0.002765 | 0.0029359 | 0.0041475
119.5 | 2.3967 | 0.0027576 | 0.002928 | 0.0041364
119.6 | 2.397 | 0.0027503 | 0.0029202 | 0.0041254
119.7 | 2.3973 | 0.002743 | 0.0029125 | 0.0041144
119.8 | 2.3975 | 0.0027357 | 0.0029047 | 0.0041035
119.9 | 2.3978 | 0.0027284 | 0.002897 | 0.0040926
120 | 2.3981 | 0.0027211 | 0.0028893 | 0.0040817
120.1 | 2.3984 | 0.0027139 | 0.0028816 | 0.0040708
120.2 | 2.3986 | 0.0027066 | 0.0028739 | 0.0040599
120.3 | 2.3989 | 0.0026994 | 0.0028662 | 0.0040491
120.4 | 2.3992 | 0.0026922 | 0.0028586 | 0.0040384
120.5 | 2.3994 | 0.0026851 | 0.002851 | 0.0040276
120.6 | 2.3997 | 0.0026779 | 0.0028434 | 0.0040169
120.7 | 2.4 | 0.0026708 | 0.0028358 | 0.0040062
120.8 | 2.4002 | 0.0026637 | 0.0028283 | 0.0039955
120.9 | 2.4005 | 0.0026566 | 0.0028207 | 0.0039849
121 | 2.4008 | 0.0026495 | 0.0028132 | 0.0039743
121.1 | 2.401 | 0.0026424 | 0.0028057 | 0.0039637
121.2 | 2.4013 | 0.0026354 | 0.0027983 | 0.0039531
121.3 | 2.4016 | 0.0026284 | 0.0027908 | 0.0039426
121.4 | 2.4018 | 0.0026214 | 0.0027834 | 0.0039321
121.5 | 2.4021 | 0.0026144 | 0.002776 | 0.0039216
121.6 | 2.4024 | 0.0026074 | 0.0027686 | 0.0039112
121.7 | 2.4026 | 0.0026005 | 0.0027612 | 0.0039008
121.8 | 2.4029 | 0.0025936 | 0.0027539 | 0.0038904
121.9 | 2.4031 | 0.0025867 | 0.0027465 | 0.00388
122 | 2.4034 | 0.0025798 | 0.0027392 | 0.0038697
122.1 | 2.4036 | 0.0025729 | 0.0027319 | 0.0038594
122.2 | 2.4039 | 0.0025661 | 0.0027246 | 0.0038491
122.3 | 2.4042 | 0.0025592 | 0.0027174 | 0.0038388
122.4 | 2.4044 | 0.0025524 | 0.0027101 | 0.0038286
122.5 | 2.4047 | 0.0025456 | 0.0027029 | 0.0038184
122.6 | 2.4049 | 0.0025388 | 0.0026957 | 0.0038083
122.7 | 2.4052 | 0.0025321 | 0.0026886 | 0.0037981
122.8 | 2.4054 | 0.0025253 | 0.0026814 | 0.003788
122.9 | 2.4057 | 0.0025186 | 0.0026743 | 0.0037779
123 | 2.4059 | 0.0025119 | 0.0026671 | 0.0037678
123.1 | 2.4062 | 0.0025052 | 0.00266 | 0.0037578
123.2 | 2.4064 | 0.0024985 | 0.0026529 | 0.0037478
123.3 | 2.4067 | 0.0024919 | 0.0026459 | 0.0037378
123.4 | 2.4069 | 0.0024852 | 0.0026388 | 0.0037279
123.5 | 2.4072 | 0.0024786 | 0.0026318 | 0.0037179
123.6 | 2.4074 | 0.002472 | 0.0026248 | 0.003708
123.7 | 2.4077 | 0.0024654 | 0.0026178 | 0.0036982
123.8 | 2.4079 | 0.0024589 | 0.0026108 | 0.0036883
123.9 | 2.4082 | 0.0024523 | 0.0026039 | 0.0036785
124 | 2.4084 | 0.0024458 | 0.0025969 | 0.0036687
124.1 | 2.4086 | 0.0024393 | 0.00259 | 0.0036589
124.2 | 2.4089 | 0.0024328 | 0.0025831 | 0.0036492
124.3 | 2.4091 | 0.0024263 | 0.0025763 | 0.0036395
124.4 | 2.4094 | 0.0024198 | 0.0025694 | 0.0036298
124.5 | 2.4096 | 0.0024134 | 0.0025625 | 0.0036201
124.6 | 2.4099 | 0.002407 | 0.0025557 | 0.0036105
124.7 | 2.4101 | 0.0024006 | 0.0025489 | 0.0036009
124.8 | 2.4103 | 0.0023942 | 0.0025421 | 0.0035913
124.9 | 2.4106 | 0.0023878 | 0.0025354 | 0.0035817
125 | 2.4108 | 0.0023814 | 0.0025286 | 0.0035722
125.1 | 2.4111 | 0.0023751 | 0.0025219 | 0.0035626
125.2 | 2.4113 | 0.0023688 | 0.0025152 | 0.0035532
125.3 | 2.4115 | 0.0023625 | 0.0025085 | 0.0035437
125.4 | 2.4118 | 0.0023562 | 0.0025018 | 0.0035343
125.5 | 2.412 | 0.0023499 | 0.0024951 | 0.0035248
125.6 | 2.4122 | 0.0023436 | 0.0024885 | 0.0035155
125.7 | 2.4125 | 0.0023374 | 0.0024818 | 0.0035061
125.8 | 2.4127 | 0.0023312 | 0.0024752 | 0.0034968
125.9 | 2.4129 | 0.002325 | 0.0024686 | 0.0034874
126 | 2.4132 | 0.0023188 | 0.0024621 | 0.0034782
126.1 | 2.4134 | 0.0023126 | 0.0024555 | 0.0034689
126.2 | 2.4136 | 0.0023064 | 0.002449 | 0.0034597
126.3 | 2.4139 | 0.0023003 | 0.0024425 | 0.0034504
126.4 | 2.4141 | 0.0022942 | 0.0024359 | 0.0034413
126.5 | 2.4143 | 0.0022881 | 0.0024295 | 0.0034321
126.6 | 2.4145 | 0.002282 | 0.002423 | 0.003423
126.7 | 2.4148 | 0.0022759 | 0.0024165 | 0.0034138
126.8 | 2.415 | 0.0022698 | 0.0024101 | 0.0034047
126.9 | 2.4152 | 0.0022638 | 0.0024037 | 0.0033957
127 | 2.4154 | 0.0022578 | 0.0023973 | 0.0033866
127.1 | 2.4157 | 0.0022517 | 0.0023909 | 0.0033776
127.2 | 2.4159 | 0.0022457 | 0.0023845 | 0.0033686
127.3 | 2.4161 | 0.0022398 | 0.0023782 | 0.0033597
127.4 | 2.4163 | 0.0022338 | 0.0023718 | 0.0033507
127.5 | 2.4166 | 0.0022279 | 0.0023655 | 0.0033418
127.6 | 2.4168 | 0.0022219 | 0.0023592 | 0.0033329
127.7 | 2.417 | 0.002216 | 0.0023529 | 0.003324
127.8 | 2.4172 | 0.0022101 | 0.0023467 | 0.0033152
127.9 | 2.4175 | 0.0022042 | 0.0023404 | 0.0033063
128 | 2.4177 | 0.0021983 | 0.0023342 | 0.0032975
128.1 | 2.4179 | 0.0021925 | 0.002328 | 0.0032887
128.2 | 2.4181 | 0.0021867 | 0.0023218 | 0.00328
128.3 | 2.4183 | 0.0021808 | 0.0023156 | 0.0032712
128.4 | 2.4185 | 0.002175 | 0.0023094 | 0.0032625
128.5 | 2.4188 | 0.0021692 | 0.0023033 | 0.0032538
128.6 | 2.419 | 0.0021635 | 0.0022971 | 0.0032452
128.7 | 2.4192 | 0.0021577 | 0.002291 | 0.0032365
128.8 | 2.4194 | 0.0021519 | 0.0022849 | 0.0032279
128.9 | 2.4196 | 0.0021462 | 0.0022788 | 0.0032193
129 | 2.4198 | 0.0021405 | 0.0022728 | 0.0032107
129.1 | 2.4201 | 0.0021348 | 0.0022667 | 0.0032022
129.2 | 2.4203 | 0.0021291 | 0.0022607 | 0.0031937
129.3 | 2.4205 | 0.0021234 | 0.0022547 | 0.0031852
129.4 | 2.4207 | 0.0021178 | 0.0022487 | 0.0031767
129.5 | 2.4209 | 0.0021121 | 0.0022427 | 0.0031682
129.6 | 2.4211 | 0.0021065 | 0.0022367 | 0.0031598
129.7 | 2.4213 | 0.0021009 | 0.0022307 | 0.0031514
129.8 | 2.4215 | 0.0020953 | 0.0022248 | 0.003143
129.9 | 2.4217 | 0.0020897 | 0.0022189 | 0.0031346
130 | 2.4219 | 0.0020842 | 0.002213 | 0.0031263
130.1 | 2.4222 | 0.0020786 | 0.0022071 | 0.0031179
130.2 | 2.4224 | 0.0020731 | 0.0022012 | 0.0031096
130.3 | 2.4226 | 0.0020676 | 0.0021953 | 0.0031013
130.4 | 2.4228 | 0.0020621 | 0.0021895 | 0.0030931
130.5 | 2.423 | 0.0020566 | 0.0021837 | 0.0030849
130.6 | 2.4232 | 0.0020511 | 0.0021778 | 0.0030766
130.7 | 2.4234 | 0.0020456 | 0.002172 | 0.0030684
130.8 | 2.4236 | 0.0020402 | 0.0021663 | 0.0030603
130.9 | 2.4238 | 0.0020347 | 0.0021605 | 0.0030521
131 | 2.424 | 0.0020293 | 0.0021547 | 0.003044
131.1 | 2.4242 | 0.0020239 | 0.002149 | 0.0030359
131.2 | 2.4244 | 0.0020185 | 0.0021433 | 0.0030278
131.3 | 2.4246 | 0.0020132 | 0.0021376 | 0.0030197
131.4 | 2.4248 | 0.0020078 | 0.0021319 | 0.0030117
131.5 | 2.425 | 0.0020025 | 0.0021262 | 0.0030037
131.6 | 2.4252 | 0.0019971 | 0.0021205 | 0.0029957
131.7 | 2.4254 | 0.0019918 | 0.0021149 | 0.0029877
131.8 | 2.4256 | 0.0019865 | 0.0021093 | 0.0029797
131.9 | 2.4258 | 0.0019812 | 0.0021036 | 0.0029718
132 | 2.426 | 0.0019759 | 0.002098 | 0.0029639
132.1 | 2.4262 | 0.0019707 | 0.0020925 | 0.002956
132.2 | 2.4264 | 0.0019654 | 0.0020869 | 0.0029481
132.3 | 2.4266 | 0.0019602 | 0.0020813 | 0.0029403
132.4 | 2.4268 | 0.001955 | 0.0020758 | 0.0029324
132.5 | 2.427 | 0.0019498 | 0.0020702 | 0.0029246
132.6 | 2.4272 | 0.0019446 | 0.0020647 | 0.0029168
132.7 | 2.4274 | 0.0019394 | 0.0020592 | 0.0029091
132.8 | 2.4276 | 0.0019342 | 0.0020538 | 0.0029013
132.9 | 2.4278 | 0.0019291 | 0.0020483 | 0.0028936
133 | 2.4279 | 0.0019239 | 0.0020428 | 0.0028859
133.1 | 2.4281 | 0.0019188 | 0.0020374 | 0.0028782
133.2 | 2.4283 | 0.0019137 | 0.002032 | 0.0028706
133.3 | 2.4285 | 0.0019086 | 0.0020266 | 0.0028629
133.4 | 2.4287 | 0.0019035 | 0.0020212 | 0.0028553
133.5 | 2.4289 | 0.0018985 | 0.0020158 | 0.0028477
133.6 | 2.4291 | 0.0018934 | 0.0020104 | 0.0028401
133.7 | 2.4293 | 0.0018884 | 0.0020051 | 0.0028325
133.8 | 2.4295 | 0.0018833 | 0.0019997 | 0.002825
133.9 | 2.4297 | 0.0018783 | 0.0019944 | 0.0028175
134 | 2.4298 | 0.0018733 | 0.0019891 | 0.00281
134.1 | 2.43 | 0.0018683 | 0.0019838 | 0.0028025
134.2 | 2.4302 | 0.0018633 | 0.0019785 | 0.002795
134.3 | 2.4304 | 0.0018584 | 0.0019732 | 0.0027876
134.4 | 2.4306 | 0.0018534 | 0.001968 | 0.0027801
134.5 | 2.4308 | 0.0018485 | 0.0019627 | 0.0027727
134.6 | 2.431 | 0.0018436 | 0.0019575 | 0.0027654
134.7 | 2.4311 | 0.0018387 | 0.0019523 | 0.002758
134.8 | 2.4313 | 0.0018338 | 0.0019471 | 0.0027506
134.9 | 2.4315 | 0.0018289 | 0.0019419 | 0.0027433
135 | 2.4317 | 0.001824 | 0.0019367 | 0.002736
135.1 | 2.4319 | 0.0018192 | 0.0019316 | 0.0027287
135.2 | 2.4321 | 0.0018143 | 0.0019264 | 0.0027215
135.3 | 2.4322 | 0.0018095 | 0.0019213 | 0.0027142
135.4 | 2.4324 | 0.0018047 | 0.0019162 | 0.002707
135.5 | 2.4326 | 0.0017999 | 0.0019111 | 0.0026998
135.6 | 2.4328 | 0.0017951 | 0.001906 | 0.0026926
135.7 | 2.433 | 0.0017903 | 0.0019009 | 0.0026854
135.8 | 2.4331 | 0.0017855 | 0.0018959 | 0.0026783
135.9 | 2.4333 | 0.0017808 | 0.0018908 | 0.0026711
136 | 2.4335 | 0.001776 | 0.0018858 | 0.002664
136.1 | 2.4337 | 0.0017713 | 0.0018807 | 0.0026569
136.2 | 2.4338 | 0.0017666 | 0.0018757 | 0.0026499
136.3 | 2.434 | 0.0017619 | 0.0018707 | 0.0026428
136.4 | 2.4342 | 0.0017572 | 0.0018658 | 0.0026358
136.5 | 2.4344 | 0.0017525 | 0.0018608 | 0.0026287
136.6 | 2.4345 | 0.0017478 | 0.0018558 | 0.0026217
136.7 | 2.4347 | 0.0017432 | 0.0018509 | 0.0026148
136.8 | 2.4349 | 0.0017385 | 0.001846 | 0.0026078
136.9 | 2.4351 | 0.0017339 | 0.001841 | 0.0026008
137 | 2.4352 | 0.0017293 | 0.0018361 | 0.0025939
137.1 | 2.4354 | 0.0017247 | 0.0018313 | 0.002587
137.2 | 2.4356 | 0.0017201 | 0.0018264 | 0.0025801
137.3 | 2.4358 | 0.0017155 | 0.0018215 | 0.0025733
137.4 | 2.4359 | 0.0017109 | 0.0018167 | 0.0025664
137.5 | 2.4361 | 0.0017064 | 0.0018118 | 0.0025596
137.6 | 2.4363 | 0.0017018 | 0.001807 | 0.0025527
137.7 | 2.4364 | 0.0016973 | 0.0018022 | 0.0025459
137.8 | 2.4366 | 0.0016928 | 0.0017974 | 0.0025392
137.9 | 2.4368 | 0.0016883 | 0.0017926 | 0.0025324
138 | 2.4369 | 0.0016838 | 0.0017878 | 0.0025257
138.1 | 2.4371 | 0.0016793 | 0.0017831 | 0.0025189
138.2 | 2.4373 | 0.0016748 | 0.0017783 | 0.0025122
138.3 | 2.4374 | 0.0016704 | 0.0017736 | 0.0025055
138.4 | 2.4376 | 0.0016659 | 0.0017689 | 0.0024989
138.5 | 2.4378 | 0.0016615 | 0.0017642 | 0.0024922
138.6 | 2.4379 | 0.001657 | 0.0017595 | 0.0024856
138.7 | 2.4381 | 0.0016526 | 0.0017548 | 0.002479
138.8 | 2.4383 | 0.0016482 | 0.0017501 | 0.0024724
138.9 | 2.4384 | 0.0016438 | 0.0017454 | 0.0024658
139 | 2.4386 | 0.0016395 | 0.0017408 | 0.0024592
139.1 | 2.4388 | 0.0016351 | 0.0017361 | 0.0024527
139.2 | 2.4389 | 0.0016307 | 0.0017315 | 0.0024461
139.3 | 2.4391 | 0.0016264 | 0.0017269 | 0.0024396
139.4 | 2.4393 | 0.0016221 | 0.0017223 | 0.0024331
139.5 | 2.4394 | 0.0016178 | 0.0017177 | 0.0024266
139.6 | 2.4396 | 0.0016134 | 0.0017132 | 0.0024202
139.7 | 2.4397 | 0.0016091 | 0.0017086 | 0.0024137
139.8 | 2.4399 | 0.0016049 | 0.001704 | 0.0024073
139.9 | 2.4401 | 0.0016006 | 0.0016995 | 0.0024009
140 | 2.4402 | 0.0015963 | 0.001695 | 0.0023945
140.1 | 2.4404 | 0.0015921 | 0.0016905 | 0.0023881
140.2 | 2.4405 | 0.0015878 | 0.001686 | 0.0023818
140.3 | 2.4407 | 0.0015836 | 0.0016815 | 0.0023754
140.4 | 2.4409 | 0.0015794 | 0.001677 | 0.0023691
140.5 | 2.441 | 0.0015752 | 0.0016725 | 0.0023628
140.6 | 2.4412 | 0.001571 | 0.0016681 | 0.0023565
140.7 | 2.4413 | 0.0015668 | 0.0016636 | 0.0023502
140.8 | 2.4415 | 0.0015626 | 0.0016592 | 0.0023439
140.9 | 2.4416 | 0.0015585 | 0.0016548 | 0.0023377
141 | 2.4418 | 0.0015543 | 0.0016504 | 0.0023315
141.1 | 2.4419 | 0.0015502 | 0.001646 | 0.0023253
141.2 | 2.4421 | 0.0015461 | 0.0016416 | 0.0023191
141.3 | 2.4423 | 0.0015419 | 0.0016372 | 0.0023129
141.4 | 2.4424 | 0.0015378 | 0.0016329 | 0.0023067
141.5 | 2.4426 | 0.0015337 | 0.0016285 | 0.0023006
141.6 | 2.4427 | 0.0015296 | 0.0016242 | 0.0022945
141.7 | 2.4429 | 0.0015256 | 0.0016199 | 0.0022884
141.8 | 2.443 | 0.0015215 | 0.0016155 | 0.0022823
141.9 | 2.4432 | 0.0015175 | 0.0016112 | 0.0022762
142 | 2.4433 | 0.0015134 | 0.0016069 | 0.0022701
142.1 | 2.4435 | 0.0015094 | 0.0016027 | 0.0022641
142.2 | 2.4436 | 0.0015054 | 0.0015984 | 0.0022581
142.3 | 2.4438 | 0.0015014 | 0.0015941 | 0.002252
142.4 | 2.4439 | 0.0014974 | 0.0015899 | 0.002246
142.5 | 2.4441 | 0.0014934 | 0.0015857 | 0.0022401
142.6 | 2.4442 | 0.0014894 | 0.0015814 | 0.0022341
142.7 | 2.4444 | 0.0014854 | 0.0015772 | 0.0022281
142.8 | 2.4445 | 0.0014815 | 0.001573 | 0.0022222
142.9 | 2.4447 | 0.0014775 | 0.0015688 | 0.0022163
143 | 2.4448 | 0.0014736 | 0.0015647 | 0.0022104
143.1 | 2.445 | 0.0014697 | 0.0015605 | 0.0022045
143.2 | 2.4451 | 0.0014658 | 0.0015563 | 0.0021986
143.3 | 2.4453 | 0.0014619 | 0.0015522 | 0.0021928
143.4 | 2.4454 | 0.001458 | 0.0015481 | 0.0021869
143.5 | 2.4455 | 0.0014541 | 0.0015439 | 0.0021811
143.6 | 2.4457 | 0.0014502 | 0.0015398 | 0.0021753
143.7 | 2.4458 | 0.0014463 | 0.0015357 | 0.0021695
143.8 | 2.446 | 0.0014425 | 0.0015316 | 0.0021637
143.9 | 2.4461 | 0.0014387 | 0.0015276 | 0.002158
144 | 2.4463 | 0.0014348 | 0.0015235 | 0.0021522
144.1 | 2.4464 | 0.001431 | 0.0015194 | 0.0021465
144.2 | 2.4466 | 0.0014272 | 0.0015154 | 0.0021408
144.3 | 2.4467 | 0.0014234 | 0.0015113 | 0.0021351
144.4 | 2.4468 | 0.0014196 | 0.0015073 | 0.0021294
144.5 | 2.447 | 0.0014158 | 0.0015033 | 0.0021237
144.6 | 2.4471 | 0.001412 | 0.0014993 | 0.0021181
144.7 | 2.4473 | 0.0014083 | 0.0014953 | 0.0021124
144.8 | 2.4474 | 0.0014045 | 0.0014913 | 0.0021068
144.9 | 2.4475 | 0.0014008 | 0.0014874 | 0.0021012
145 | 2.4477 | 0.0013971 | 0.0014834 | 0.0020956
145.1 | 2.4478 | 0.0013933 | 0.0014794 | 0.00209
145.2 | 2.448 | 0.0013896 | 0.0014755 | 0.0020844
145.3 | 2.4481 | 0.0013859 | 0.0014716 | 0.0020789
145.4 | 2.4482 | 0.0013822 | 0.0014677 | 0.0020734
145.5 | 2.4484 | 0.0013786 | 0.0014638 | 0.0020678
145.6 | 2.4485 | 0.0013749 | 0.0014599 | 0.0020623
145.7 | 2.4486 | 0.0013712 | 0.001456 | 0.0020568
145.8 | 2.4488 | 0.0013676 | 0.0014521 | 0.0020514
145.9 | 2.4489 | 0.0013639 | 0.0014482 | 0.0020459
146 | 2.4491 | 0.0013603 | 0.0014444 | 0.0020405
146.1 | 2.4492 | 0.0013567 | 0.0014405 | 0.002035
146.2 | 2.4493 | 0.0013531 | 0.0014367 | 0.0020296
146.3 | 2.4495 | 0.0013495 | 0.0014329 | 0.0020242
146.4 | 2.4496 | 0.0013459 | 0.001429 | 0.0020188
146.5 | 2.4497 | 0.0013423 | 0.0014252 | 0.0020134
146.6 | 2.4499 | 0.0013387 | 0.0014214 | 0.0020081
146.7 | 2.45 | 0.0013351 | 0.0014177 | 0.0020027
146.8 | 2.4501 | 0.0013316 | 0.0014139 | 0.0019974
146.9 | 2.4503 | 0.001328 | 0.0014101 | 0.0019921
147 | 2.4504 | 0.0013245 | 0.0014064 | 0.0019868
147.1 | 2.4505 | 0.001321 | 0.0014026 | 0.0019815
147.2 | 2.4507 | 0.0013175 | 0.0013989 | 0.0019762
147.3 | 2.4508 | 0.001314 | 0.0013952 | 0.0019709
147.4 | 2.4509 | 0.0013105 | 0.0013914 | 0.0019657
147.5 | 2.4511 | 0.001307 | 0.0013877 | 0.0019604
147.6 | 2.4512 | 0.0013035 | 0.001384 | 0.0019552
147.7 | 2.4513 | 0.0013 | 0.0013803 | 0.00195
147.8 | 2.4514 | 0.0012965 | 0.0013767 | 0.0019448
147.9 | 2.4516 | 0.0012931 | 0.001373 | 0.0019396
148 | 2.4517 | 0.0012897 | 0.0013693 | 0.0019345
148.1 | 2.4518 | 0.0012862 | 0.0013657 | 0.0019293
148.2 | 2.452 | 0.0012828 | 0.0013621 | 0.0019242
148.3 | 2.4521 | 0.0012794 | 0.0013584 | 0.0019191
148.4 | 2.4522 | 0.001276 | 0.0013548 | 0.001914
148.5 | 2.4523 | 0.0012726 | 0.0013512 | 0.0019089
148.6 | 2.4525 | 0.0012692 | 0.0013476 | 0.0019038
148.7 | 2.4526 | 0.0012658 | 0.001344 | 0.0018987
148.8 | 2.4527 | 0.0012624 | 0.0013404 | 0.0018936
148.9 | 2.4528 | 0.0012591 | 0.0013369 | 0.0018886
149 | 2.453 | 0.0012557 | 0.0013333 | 0.0018836
149.1 | 2.4531 | 0.0012524 | 0.0013298 | 0.0018786
149.2 | 2.4532 | 0.001249 | 0.0013262 | 0.0018736
149.3 | 2.4533 | 0.0012457 | 0.0013227 | 0.0018686
149.4 | 2.4535 | 0.0012424 | 0.0013192 | 0.0018636
149.5 | 2.4536 | 0.0012391 | 0.0013157 | 0.0018586
149.6 | 2.4537 | 0.0012358 | 0.0013122 | 0.0018537
149.7 | 2.4538 | 0.0012325 | 0.0013087 | 0.0018487
149.8 | 2.454 | 0.0012292 | 0.0013052 | 0.0018438
149.9 | 2.4541 | 0.0012259 | 0.0013017 | 0.0018389
150 | 2.4542 | 0.0012227 | 0.0012982 | 0.001834
150.1 | 2.4543 | 0.0012194 | 0.0012948 | 0.0018291
150.2 | 2.4545 | 0.0012162 | 0.0012913 | 0.0018243
150.3 | 2.4546 | 0.0012129 | 0.0012879 | 0.0018194
150.4 | 2.4547 | 0.0012097 | 0.0012845 | 0.0018145
150.5 | 2.4548 | 0.0012065 | 0.001281 | 0.0018097
150.6 | 2.4549 | 0.0012033 | 0.0012776 | 0.0018049
150.7 | 2.4551 | 0.0012001 | 0.0012742 | 0.0018001
150.8 | 2.4552 | 0.0011969 | 0.0012708 | 0.0017953
150.9 | 2.4553 | 0.0011937 | 0.0012674 | 0.0017905
151 | 2.4554 | 0.0011905 | 0.0012641 | 0.0017857
151.1 | 2.4555 | 0.0011873 | 0.0012607 | 0.001781
151.2 | 2.4557 | 0.0011842 | 0.0012573 | 0.0017762
151.3 | 2.4558 | 0.001181 | 0.001254 | 0.0017715
151.4 | 2.4559 | 0.0011779 | 0.0012507 | 0.0017668
151.5 | 2.456 | 0.0011747 | 0.0012473 | 0.0017621
151.6 | 2.4561 | 0.0011716 | 0.001244 | 0.0017574
151.7 | 2.4562 | 0.0011685 | 0.0012407 | 0.0017527
151.8 | 2.4564 | 0.0011654 | 0.0012374 | 0.0017481
151.9 | 2.4565 | 0.0011623 | 0.0012341 | 0.0017434
152 | 2.4566 | 0.0011592 | 0.0012308 | 0.0017388
152.1 | 2.4567 | 0.0011561 | 0.0012275 | 0.0017341
152.2 | 2.4568 | 0.001153 | 0.0012243 | 0.0017295
152.3 | 2.4569 | 0.0011499 | 0.001221 | 0.0017249
152.4 | 2.457 | 0.0011469 | 0.0012177 | 0.0017203
152.5 | 2.4572 | 0.0011438 | 0.0012145 | 0.0017157
152.6 | 2.4573 | 0.0011408 | 0.0012113 | 0.0017112
152.7 | 2.4574 | 0.0011377 | 0.001208 | 0.0017066
152.8 | 2.4575 | 0.0011347 | 0.0012048 | 0.0017021
152.9 | 2.4576 | 0.0011317 | 0.0012016 | 0.0016975
153 | 2.4577 | 0.0011287 | 0.0011984 | 0.001693
153.1 | 2.4578 | 0.0011257 | 0.0011952 | 0.0016885
153.2 | 2.458 | 0.0011227 | 0.001192 | 0.001684
153.3 | 2.4581 | 0.0011197 | 0.0011889 | 0.0016795
153.4 | 2.4582 | 0.0011167 | 0.0011857 | 0.001675
153.5 | 2.4583 | 0.0011137 | 0.0011825 | 0.0016706
153.6 | 2.4584 | 0.0011108 | 0.0011794 | 0.0016661
153.7 | 2.4585 | 0.0011078 | 0.0011763 | 0.0016617
153.8 | 2.4586 | 0.0011048 | 0.0011731 | 0.0016573
153.9 | 2.4587 | 0.0011019 | 0.00117 | 0.0016529
154 | 2.4588 | 0.001099 | 0.0011669 | 0.0016485
154.1 | 2.459 | 0.001096 | 0.0011638 | 0.0016441
154.2 | 2.4591 | 0.0010931 | 0.0011607 | 0.0016397
154.3 | 2.4592 | 0.0010902 | 0.0011576 | 0.0016353
154.4 | 2.4593 | 0.0010873 | 0.0011545 | 0.001631
154.5 | 2.4594 | 0.0010844 | 0.0011514 | 0.0016266
154.6 | 2.4595 | 0.0010815 | 0.0011484 | 0.0016223
154.7 | 2.4596 | 0.0010786 | 0.0011453 | 0.001618
154.8 | 2.4597 | 0.0010758 | 0.0011423 | 0.0016137
154.9 | 2.4598 | 0.0010729 | 0.0011392 | 0.0016094
155 | 2.4599 | 0.00107 | 0.0011362 | 0.0016051
155.1 | 2.46 | 0.0010672 | 0.0011332 | 0.0016008
155.2 | 2.4601 | 0.0010644 | 0.0011301 | 0.0015965
155.3 | 2.4602 | 0.0010615 | 0.0011271 | 0.0015923
155.4 | 2.4604 | 0.0010587 | 0.0011241 | 0.001588
155.5 | 2.4605 | 0.0010559 | 0.0011211 | 0.0015838
155.6 | 2.4606 | 0.0010531 | 0.0011181 | 0.0015796
155.7 | 2.4607 | 0.0010503 | 0.0011152 | 0.0015754
155.8 | 2.4608 | 0.0010475 | 0.0011122 | 0.0015712
155.9 | 2.4609 | 0.0010447 | 0.0011092 | 0.001567
156 | 2.461 | 0.0010419 | 0.0011063 | 0.0015628
156.1 | 2.4611 | 0.0010391 | 0.0011033 | 0.0015587
156.2 | 2.4612 | 0.0010364 | 0.0011004 | 0.0015545
156.3 | 2.4613 | 0.0010336 | 0.0010975 | 0.0015504
156.4 | 2.4614 | 0.0010308 | 0.0010945 | 0.0015463
156.5 | 2.4615 | 0.0010281 | 0.0010916 | 0.0015421
156.6 | 2.4616 | 0.0010254 | 0.0010887 | 0.001538
156.7 | 2.4617 | 0.0010226 | 0.0010858 | 0.0015339
156.8 | 2.4618 | 0.0010199 | 0.0010829 | 0.0015299
156.9 | 2.4619 | 0.0010172 | 0.00108 | 0.0015258
157 | 2.462 | 0.0010145 | 0.0010772 | 0.0015217
157.1 | 2.4621 | 0.0010118 | 0.0010743 | 0.0015177
157.2 | 2.4622 | 0.0010091 | 0.0010714 | 0.0015136
157.3 | 2.4623 | 0.0010064 | 0.0010686 | 0.0015096
157.4 | 2.4624 | 0.0010037 | 0.0010657 | 0.0015056
157.5 | 2.4625 | 0.001001 | 0.0010629 | 0.0015016
157.6 | 2.4626 | 0.00099837 | 0.0010601 | 0.0014976
157.7 | 2.4627 | 0.00099571 | 0.0010572 | 0.0014936
157.8 | 2.4628 | 0.00099306 | 0.0010544 | 0.0014896
157.9 | 2.4629 | 0.00099042 | 0.0010516 | 0.0014856
158 | 2.463 | 0.00098778 | 0.0010488 | 0.0014817
158.1 | 2.4631 | 0.00098515 | 0.001046 | 0.0014777
158.2 | 2.4632 | 0.00098253 | 0.0010432 | 0.0014738
158.3 | 2.4633 | 0.00097991 | 0.0010405 | 0.0014699
158.4 | 2.4634 | 0.0009773 | 0.0010377 | 0.001466
158.5 | 2.4635 | 0.0009747 | 0.0010349 | 0.001462
158.6 | 2.4636 | 0.0009721 | 0.0010322 | 0.0014582
158.7 | 2.4637 | 0.00096951 | 0.0010294 | 0.0014543
158.8 | 2.4638 | 0.00096693 | 0.0010267 | 0.0014504
158.9 | 2.4639 | 0.00096436 | 0.001024 | 0.0014465
159 | 2.464 | 0.00096179 | 0.0010212 | 0.0014427
159.1 | 2.4641 | 0.00095923 | 0.0010185 | 0.0014388
159.2 | 2.4642 | 0.00095667 | 0.0010158 | 0.001435
159.3 | 2.4643 | 0.00095412 | 0.0010131 | 0.0014312
159.4 | 2.4644 | 0.00095158 | 0.0010104 | 0.0014274
159.5 | 2.4645 | 0.00094905 | 0.0010077 | 0.0014236
159.6 | 2.4646 | 0.00094652 | 0.001005 | 0.0014198
159.7 | 2.4646 | 0.000944 | 0.0010023 | 0.001416
159.8 | 2.4647 | 0.00094149 | 0.00099967 | 0.0014122
159.9 | 2.4648 | 0.00093898 | 0.00099701 | 0.0014085
160 | 2.4649 | 0.00093648 | 0.00099435 | 0.0014047
160.1 | 2.465 | 0.00093399 | 0.0009917 | 0.001401
160.2 | 2.4651 | 0.0009315 | 0.00098906 | 0.0013972
160.3 | 2.4652 | 0.00092902 | 0.00098643 | 0.0013935
160.4 | 2.4653 | 0.00092654 | 0.0009838 | 0.0013898
160.5 | 2.4654 | 0.00092408 | 0.00098118 | 0.0013861
160.6 | 2.4655 | 0.00092161 | 0.00097857 | 0.0013824
160.7 | 2.4656 | 0.00091916 | 0.00097596 | 0.0013787
160.8 | 2.4657 | 0.00091671 | 0.00097336 | 0.0013751
160.9 | 2.4658 | 0.00091427 | 0.00097077 | 0.0013714
161 | 2.4659 | 0.00091184 | 0.00096819 | 0.0013678
161.1 | 2.4659 | 0.00090941 | 0.00096561 | 0.0013641
161.2 | 2.466 | 0.00090699 | 0.00096304 | 0.0013605
161.3 | 2.4661 | 0.00090457 | 0.00096047 | 0.0013569
161.4 | 2.4662 | 0.00090216 | 0.00095791 | 0.0013532
161.5 | 2.4663 | 0.00089976 | 0.00095536 | 0.0013496
161.6 | 2.4664 | 0.00089736 | 0.00095282 | 0.001346
161.7 | 2.4665 | 0.00089497 | 0.00095028 | 0.0013425
161.8 | 2.4666 | 0.00089259 | 0.00094775 | 0.0013389
161.9 | 2.4667 | 0.00089021 | 0.00094523 | 0.0013353
162 | 2.4668 | 0.00088784 | 0.00094271 | 0.0013318
162.1 | 2.4668 | 0.00088548 | 0.0009402 | 0.0013282
162.2 | 2.4669 | 0.00088312 | 0.00093769 | 0.0013247
162.3 | 2.467 | 0.00088077 | 0.0009352 | 0.0013212
162.4 | 2.4671 | 0.00087842 | 0.00093271 | 0.0013176
162.5 | 2.4672 | 0.00087608 | 0.00093022 | 0.0013141
162.6 | 2.4673 | 0.00087375 | 0.00092775 | 0.0013106
162.7 | 2.4674 | 0.00087142 | 0.00092527 | 0.0013071
162.8 | 2.4675 | 0.0008691 | 0.00092281 | 0.0013037
162.9 | 2.4675 | 0.00086679 | 0.00092035 | 0.0013002
163 | 2.4676 | 0.00086448 | 0.0009179 | 0.0012967
163.1 | 2.4677 | 0.00086218 | 0.00091546 | 0.0012933
163.2 | 2.4678 | 0.00085988 | 0.00091302 | 0.0012898
163.3 | 2.4679 | 0.00085759 | 0.00091059 | 0.0012864
163.4 | 2.468 | 0.00085531 | 0.00090816 | 0.001283
163.5 | 2.4681 | 0.00085303 | 0.00090574 | 0.0012795
163.6 | 2.4681 | 0.00085076 | 0.00090333 | 0.0012761
163.7 | 2.4682 | 0.00084849 | 0.00090093 | 0.0012727
163.8 | 2.4683 | 0.00084623 | 0.00089853 | 0.0012693
163.9 | 2.4684 | 0.00084398 | 0.00089613 | 0.001266
164 | 2.4685 | 0.00084173 | 0.00089375 | 0.0012626
164.1 | 2.4686 | 0.00083949 | 0.00089137 | 0.0012592
164.2 | 2.4686 | 0.00083725 | 0.00088899 | 0.0012559
164.3 | 2.4687 | 0.00083502 | 0.00088663 | 0.0012525
164.4 | 2.4688 | 0.0008328 | 0.00088427 | 0.0012492
164.5 | 2.4689 | 0.00083058 | 0.00088191 | 0.0012459
164.6 | 2.469 | 0.00082837 | 0.00087956 | 0.0012426
164.7 | 2.4691 | 0.00082616 | 0.00087722 | 0.0012392
164.8 | 2.4691 | 0.00082396 | 0.00087488 | 0.0012359
164.9 | 2.4692 | 0.00082177 | 0.00087255 | 0.0012327
165 | 2.4693 | 0.00081958 | 0.00087023 | 0.0012294
165.1 | 2.4694 | 0.0008174 | 0.00086791 | 0.0012261
165.2 | 2.4695 | 0.00081522 | 0.0008656 | 0.0012228
165.3 | 2.4696 | 0.00081305 | 0.0008633 | 0.0012196
165.4 | 2.4696 | 0.00081089 | 0.000861 | 0.0012163
165.5 | 2.4697 | 0.00080873 | 0.0008587 | 0.0012131
165.6 | 2.4698 | 0.00080657 | 0.00085642 | 0.0012099
165.7 | 2.4699 | 0.00080442 | 0.00085414 | 0.0012066
165.8 | 2.47 | 0.00080228 | 0.00085186 | 0.0012034
165.9 | 2.47 | 0.00080015 | 0.00084959 | 0.0012002
166 | 2.4701 | 0.00079801 | 0.00084733 | 0.001197
166.1 | 2.4702 | 0.00079589 | 0.00084507 | 0.0011938
166.2 | 2.4703 | 0.00079377 | 0.00084282 | 0.0011907
166.3 | 2.4704 | 0.00079166 | 0.00084058 | 0.0011875
166.4 | 2.4704 | 0.00078955 | 0.00083834 | 0.0011843
166.5 | 2.4705 | 0.00078745 | 0.00083611 | 0.0011812
166.6 | 2.4706 | 0.00078535 | 0.00083388 | 0.001178
166.7 | 2.4707 | 0.00078326 | 0.00083166 | 0.0011749
166.8 | 2.4707 | 0.00078117 | 0.00082945 | 0.0011718
166.9 | 2.4708 | 0.00077909 | 0.00082724 | 0.0011686
167 | 2.4709 | 0.00077702 | 0.00082503 | 0.0011655
167.1 | 2.471 | 0.00077495 | 0.00082284 | 0.0011624
167.2 | 2.4711 | 0.00077288 | 0.00082065 | 0.0011593
167.3 | 2.4711 | 0.00077082 | 0.00081846 | 0.0011562
167.4 | 2.4712 | 0.00076877 | 0.00081628 | 0.0011532
167.5 | 2.4713 | 0.00076672 | 0.00081411 | 0.0011501
167.6 | 2.4714 | 0.00076468 | 0.00081194 | 0.001147
167.7 | 2.4714 | 0.00076265 | 0.00080978 | 0.001144
167.8 | 2.4715 | 0.00076062 | 0.00080762 | 0.0011409
167.9 | 2.4716 | 0.00075859 | 0.00080547 | 0.0011379
168 | 2.4717 | 0.00075657 | 0.00080332 | 0.0011349
168.1 | 2.4717 | 0.00075455 | 0.00080118 | 0.0011318
168.2 | 2.4718 | 0.00075254 | 0.00079905 | 0.0011288
168.3 | 2.4719 | 0.00075054 | 0.00079692 | 0.0011258
168.4 | 2.472 | 0.00074854 | 0.0007948 | 0.0011228
168.5 | 2.472 | 0.00074655 | 0.00079268 | 0.0011198
168.6 | 2.4721 | 0.00074456 | 0.00079057 | 0.0011168
168.7 | 2.4722 | 0.00074258 | 0.00078847 | 0.0011139
168.8 | 2.4723 | 0.0007406 | 0.00078637 | 0.0011109
168.9 | 2.4723 | 0.00073863 | 0.00078427 | 0.0011079
169 | 2.4724 | 0.00073666 | 0.00078218 | 0.001105
169.1 | 2.4725 | 0.0007347 | 0.0007801 | 0.001102
169.2 | 2.4726 | 0.00073274 | 0.00077802 | 0.0010991
169.3 | 2.4726 | 0.00073079 | 0.00077595 | 0.0010962
169.4 | 2.4727 | 0.00072884 | 0.00077389 | 0.0010933
169.5 | 2.4728 | 0.0007269 | 0.00077182 | 0.0010904
169.6 | 2.4728 | 0.00072497 | 0.00076977 | 0.0010875
169.7 | 2.4729 | 0.00072304 | 0.00076772 | 0.0010846
169.8 | 2.473 | 0.00072111 | 0.00076567 | 0.0010817
169.9 | 2.4731 | 0.00071919 | 0.00076364 | 0.0010788
170 | 2.4731 | 0.00071728 | 0.0007616 | 0.0010759
170.1 | 2.4732 | 0.00071537 | 0.00075957 | 0.001073
170.2 | 2.4733 | 0.00071346 | 0.00075755 | 0.0010702
170.3 | 2.4734 | 0.00071156 | 0.00075553 | 0.0010673
170.4 | 2.4734 | 0.00070967 | 0.00075352 | 0.0010645
170.5 | 2.4735 | 0.00070778 | 0.00075151 | 0.0010617
170.6 | 2.4736 | 0.00070589 | 0.00074951 | 0.0010588
170.7 | 2.4736 | 0.00070401 | 0.00074752 | 0.001056
170.8 | 2.4737 | 0.00070214 | 0.00074553 | 0.0010532
170.9 | 2.4738 | 0.00070027 | 0.00074354 | 0.0010504
171 | 2.4738 | 0.0006984 | 0.00074156 | 0.0010476
171.1 | 2.4739 | 0.00069654 | 0.00073959 | 0.0010448
171.2 | 2.474 | 0.00069469 | 0.00073762 | 0.001042
171.3 | 2.4741 | 0.00069284 | 0.00073565 | 0.0010393
171.4 | 2.4741 | 0.00069099 | 0.00073369 | 0.0010365
171.5 | 2.4742 | 0.00068915 | 0.00073174 | 0.0010337
171.6 | 2.4743 | 0.00068732 | 0.00072979 | 0.001031
171.7 | 2.4743 | 0.00068549 | 0.00072785 | 0.0010282
171.8 | 2.4744 | 0.00068366 | 0.00072591 | 0.0010255
171.9 | 2.4745 | 0.00068184 | 0.00072398 | 0.0010228
172 | 2.4745 | 0.00068002 | 0.00072205 | 0.00102
172.1 | 2.4746 | 0.00067821 | 0.00072012 | 0.0010173
172.2 | 2.4747 | 0.00067641 | 0.00071821 | 0.0010146
172.3 | 2.4747 | 0.0006746 | 0.00071629 | 0.0010119
172.4 | 2.4748 | 0.00067281 | 0.00071439 | 0.0010092
172.5 | 2.4749 | 0.00067102 | 0.00071248 | 0.0010065
172.6 | 2.4749 | 0.00066923 | 0.00071059 | 0.0010038
172.7 | 2.475 | 0.00066745 | 0.00070869 | 0.0010012
172.8 | 2.4751 | 0.00066567 | 0.00070681 | 0.0009985
172.9 | 2.4751 | 0.0006639 | 0.00070492 | 0.00099585
173 | 2.4752 | 0.00066213 | 0.00070305 | 0.00099319
173.1 | 2.4753 | 0.00066037 | 0.00070118 | 0.00099055
173.2 | 2.4753 | 0.00065861 | 0.00069931 | 0.00098791
173.3 | 2.4754 | 0.00065685 | 0.00069745 | 0.00098528
173.4 | 2.4755 | 0.0006551 | 0.00069559 | 0.00098266
173.5 | 2.4755 | 0.00065336 | 0.00069374 | 0.00098004
173.6 | 2.4756 | 0.00065162 | 0.00069189 | 0.00097743
173.7 | 2.4757 | 0.00064988 | 0.00069005 | 0.00097483
173.8 | 2.4757 | 0.00064815 | 0.00068821 | 0.00097223
173.9 | 2.4758 | 0.00064643 | 0.00068638 | 0.00096964
174 | 2.4759 | 0.00064471 | 0.00068455 | 0.00096706
174.1 | 2.4759 | 0.00064299 | 0.00068272 | 0.00096448
174.2 | 2.476 | 0.00064128 | 0.00068091 | 0.00096191
174.3 | 2.476 | 0.00063957 | 0.00067909 | 0.00095935
174.4 | 2.4761 | 0.00063787 | 0.00067728 | 0.0009568
174.5 | 2.4762 | 0.00063617 | 0.00067548 | 0.00095425
174.6 | 2.4762 | 0.00063447 | 0.00067368 | 0.00095171
174.7 | 2.4763 | 0.00063278 | 0.00067189 | 0.00094917
174.8 | 2.4764 | 0.0006311 | 0.0006701 | 0.00094665
174.9 | 2.4764 | 0.00062942 | 0.00066831 | 0.00094413
175 | 2.4765 | 0.00062774 | 0.00066653 | 0.00094161
175.1 | 2.4766 | 0.00062607 | 0.00066476 | 0.0009391
175.2 | 2.4766 | 0.0006244 | 0.00066299 | 0.0009366
175.3 | 2.4767 | 0.00062274 | 0.00066122 | 0.00093411
175.4 | 2.4767 | 0.00062108 | 0.00065946 | 0.00093162
175.5 | 2.4768 | 0.00061943 | 0.00065771 | 0.00092914
175.6 | 2.4769 | 0.00061778 | 0.00065595 | 0.00092667
175.7 | 2.4769 | 0.00061613 | 0.00065421 | 0.0009242
175.8 | 2.477 | 0.00061449 | 0.00065247 | 0.00092174
175.9 | 2.477 | 0.00061285 | 0.00065073 | 0.00091928
176 | 2.4771 | 0.00061122 | 0.00064899 | 0.00091683
176.1 | 2.4772 | 0.00060959 | 0.00064727 | 0.00091439
176.2 | 2.4772 | 0.00060797 | 0.00064554 | 0.00091196
176.3 | 2.4773 | 0.00060635 | 0.00064382 | 0.00090953
176.4 | 2.4774 | 0.00060474 | 0.00064211 | 0.00090711
176.5 | 2.4774 | 0.00060313 | 0.0006404 | 0.00090469
176.6 | 2.4775 | 0.00060152 | 0.00063869 | 0.00090228
176.7 | 2.4775 | 0.00059992 | 0.00063699 | 0.00089988
176.8 | 2.4776 | 0.00059832 | 0.0006353 | 0.00089748
176.9 | 2.4777 | 0.00059673 | 0.0006336 | 0.00089509
177 | 2.4777 | 0.00059514 | 0.00063192 | 0.00089271
177.1 | 2.4778 | 0.00059355 | 0.00063023 | 0.00089033
177.2 | 2.4778 | 0.00059197 | 0.00062856 | 0.00088796
177.3 | 2.4779 | 0.0005904 | 0.00062688 | 0.00088559
177.4 | 2.4779 | 0.00058882 | 0.00062521 | 0.00088324
177.5 | 2.478 | 0.00058726 | 0.00062355 | 0.00088088
177.6 | 2.4781 | 0.00058569 | 0.00062189 | 0.00087854
177.7 | 2.4781 | 0.00058413 | 0.00062023 | 0.0008762
177.8 | 2.4782 | 0.00058258 | 0.00061858 | 0.00087386
177.9 | 2.4782 | 0.00058103 | 0.00061693 | 0.00087154
178 | 2.4783 | 0.00057948 | 0.00061529 | 0.00086922
178.1 | 2.4784 | 0.00057793 | 0.00061365 | 0.0008669
178.2 | 2.4784 | 0.0005764 | 0.00061202 | 0.00086459
178.3 | 2.4785 | 0.00057486 | 0.00061039 | 0.00086229
178.4 | 2.4785 | 0.00057333 | 0.00060876 | 0.00085999
178.5 | 2.4786 | 0.0005718 | 0.00060714 | 0.0008577
178.6 | 2.4786 | 0.00057028 | 0.00060552 | 0.00085542
178.7 | 2.4787 | 0.00056876 | 0.00060391 | 0.00085314
178.8 | 2.4788 | 0.00056725 | 0.0006023 | 0.00085087
178.9 | 2.4788 | 0.00056574 | 0.0006007 | 0.0008486
179 | 2.4789 | 0.00056423 | 0.0005991 | 0.00084634
179.1 | 2.4789 | 0.00056273 | 0.0005975 | 0.00084409
179.2 | 2.479 | 0.00056123 | 0.00059591 | 0.00084184
179.3 | 2.479 | 0.00055973 | 0.00059432 | 0.0008396
179.4 | 2.4791 | 0.00055824 | 0.00059274 | 0.00083736
179.5 | 2.4791 | 0.00055676 | 0.00059116 | 0.00083513
179.6 | 2.4792 | 0.00055527 | 0.00058959 | 0.00083291
179.7 | 2.4793 | 0.00055379 | 0.00058802 | 0.00083069
179.8 | 2.4793 | 0.00055232 | 0.00058645 | 0.00082848
179.9 | 2.4794 | 0.00055085 | 0.00058489 | 0.00082627
180 | 2.4794 | 0.00054938 | 0.00058333 | 0.00082407
180.1 | 2.4795 | 0.00054792 | 0.00058178 | 0.00082188
180.2 | 2.4795 | 0.00054646 | 0.00058023 | 0.00081969
180.3 | 2.4796 | 0.000545 | 0.00057868 | 0.00081751
180.4 | 2.4796 | 0.00054355 | 0.00057714 | 0.00081533
180.5 | 2.4797 | 0.00054211 | 0.00057561 | 0.00081316
180.6 | 2.4798 | 0.00054066 | 0.00057407 | 0.00081099
180.7 | 2.4798 | 0.00053922 | 0.00057254 | 0.00080883
180.8 | 2.4799 | 0.00053779 | 0.00057102 | 0.00080668
180.9 | 2.4799 | 0.00053635 | 0.0005695 | 0.00080453
181 | 2.48 | 0.00053493 | 0.00056798 | 0.00080239
181.1 | 2.48 | 0.0005335 | 0.00056647 | 0.00080025
181.2 | 2.4801 | 0.00053208 | 0.00056496 | 0.00079812
181.3 | 2.4801 | 0.00053066 | 0.00056346 | 0.00079599
181.4 | 2.4802 | 0.00052925 | 0.00056196 | 0.00079387
181.5 | 2.4802 | 0.00052784 | 0.00056046 | 0.00079176
181.6 | 2.4803 | 0.00052643 | 0.00055897 | 0.00078965
181.7 | 2.4803 | 0.00052503 | 0.00055748 | 0.00078755
181.8 | 2.4804 | 0.00052363 | 0.00055599 | 0.00078545
181.9 | 2.4804 | 0.00052224 | 0.00055451 | 0.00078336
182 | 2.4805 | 0.00052085 | 0.00055304 | 0.00078127
182.1 | 2.4805 | 0.00051946 | 0.00055156 | 0.00077919
182.2 | 2.4806 | 0.00051808 | 0.00055009 | 0.00077712
182.3 | 2.4806 | 0.0005167 | 0.00054863 | 0.00077505
182.4 | 2.4807 | 0.00051532 | 0.00054717 | 0.00077298
182.5 | 2.4808 | 0.00051395 | 0.00054571 | 0.00077093
182.6 | 2.4808 | 0.00051258 | 0.00054426 | 0.00076887
182.7 | 2.4809 | 0.00051122 | 0.00054281 | 0.00076683
182.8 | 2.4809 | 0.00050986 | 0.00054136 | 0.00076478
182.9 | 2.481 | 0.0005085 | 0.00053992 | 0.00076275
183 | 2.481 | 0.00050714 | 0.00053848 | 0.00076072
183.1 | 2.4811 | 0.00050579 | 0.00053705 | 0.00075869
183.2 | 2.4811 | 0.00050445 | 0.00053562 | 0.00075667
183.3 | 2.4812 | 0.0005031 | 0.00053419 | 0.00075465
183.4 | 2.4812 | 0.00050176 | 0.00053277 | 0.00075264
183.5 | 2.4813 | 0.00050043 | 0.00053135 | 0.00075064
183.6 | 2.4813 | 0.00049909 | 0.00052994 | 0.00074864
183.7 | 2.4814 | 0.00049776 | 0.00052853 | 0.00074665
183.8 | 2.4814 | 0.00049644 | 0.00052712 | 0.00074466
183.9 | 2.4815 | 0.00049512 | 0.00052571 | 0.00074268
184 | 2.4815 | 0.0004938 | 0.00052431 | 0.0007407
184.1 | 2.4816 | 0.00049248 | 0.00052292 | 0.00073873
184.2 | 2.4816 | 0.00049117 | 0.00052153 | 0.00073676
184.3 | 2.4817 | 0.00048986 | 0.00052014 | 0.0007348
184.4 | 2.4817 | 0.00048856 | 0.00051875 | 0.00073284
184.5 | 2.4818 | 0.00048726 | 0.00051737 | 0.00073089
184.6 | 2.4818 | 0.00048596 | 0.00051599 | 0.00072894
184.7 | 2.4818 | 0.00048467 | 0.00051462 | 0.000727
184.8 | 2.4819 | 0.00048338 | 0.00051325 | 0.00072506
184.9 | 2.4819 | 0.00048209 | 0.00051188 | 0.00072313
185 | 2.482 | 0.0004808 | 0.00051052 | 0.00072121
185.1 | 2.482 | 0.00047952 | 0.00050916 | 0.00071929
185.2 | 2.4821 | 0.00047825 | 0.0005078 | 0.00071737
185.3 | 2.4821 | 0.00047697 | 0.00050645 | 0.00071546
185.4 | 2.4822 | 0.0004757 | 0.0005051 | 0.00071355
185.5 | 2.4822 | 0.00047444 | 0.00050376 | 0.00071165
185.6 | 2.4823 | 0.00047317 | 0.00050241 | 0.00070976
185.7 | 2.4823 | 0.00047191 | 0.00050108 | 0.00070787
185.8 | 2.4824 | 0.00047066 | 0.00049974 | 0.00070598
185.9 | 2.4824 | 0.0004694 | 0.00049841 | 0.0007041
186 | 2.4825 | 0.00046815 | 0.00049708 | 0.00070223
186.1 | 2.4825 | 0.00046691 | 0.00049576 | 0.00070036
186.2 | 2.4826 | 0.00046566 | 0.00049444 | 0.00069849
186.3 | 2.4826 | 0.00046442 | 0.00049312 | 0.00069663
186.4 | 2.4827 | 0.00046319 | 0.00049181 | 0.00069478
186.5 | 2.4827 | 0.00046195 | 0.0004905 | 0.00069293
186.6 | 2.4827 | 0.00046072 | 0.00048919 | 0.00069108
186.7 | 2.4828 | 0.00045949 | 0.00048789 | 0.00068924
186.8 | 2.4828 | 0.00045827 | 0.00048659 | 0.00068741
186.9 | 2.4829 | 0.00045705 | 0.0004853 | 0.00068558
187 | 2.4829 | 0.00045583 | 0.000484 | 0.00068375
187.1 | 2.483 | 0.00045462 | 0.00048271 | 0.00068193
187.2 | 2.483 | 0.00045341 | 0.00048143 | 0.00068011
187.3 | 2.4831 | 0.0004522 | 0.00048015 | 0.0006783
187.4 | 2.4831 | 0.000451 | 0.00047887 | 0.0006765
187.5 | 2.4832 | 0.0004498 | 0.00047759 | 0.00067469
187.6 | 2.4832 | 0.0004486 | 0.00047632 | 0.0006729
187.7 | 2.4832 | 0.0004474 | 0.00047505 | 0.00067111
187.8 | 2.4833 | 0.00044621 | 0.00047379 | 0.00066932
187.9 | 2.4833 | 0.00044502 | 0.00047253 | 0.00066754
188 | 2.4834 | 0.00044384 | 0.00047127 | 0.00066576
188.1 | 2.4834 | 0.00044266 | 0.00047001 | 0.00066398
188.2 | 2.4835 | 0.00044148 | 0.00046876 | 0.00066222
188.3 | 2.4835 | 0.0004403 | 0.00046751 | 0.00066045
188.4 | 2.4836 | 0.00043913 | 0.00046627 | 0.00065869
188.5 | 2.4836 | 0.00043796 | 0.00046502 | 0.00065694
188.6 | 2.4836 | 0.00043679 | 0.00046379 | 0.00065519
188.7 | 2.4837 | 0.00043563 | 0.00046255 | 0.00065345
188.8 | 2.4837 | 0.00043447 | 0.00046132 | 0.00065171
188.9 | 2.4838 | 0.00043331 | 0.00046009 | 0.00064997
189 | 2.4838 | 0.00043216 | 0.00045887 | 0.00064824
189.1 | 2.4839 | 0.00043101 | 0.00045764 | 0.00064651
189.2 | 2.4839 | 0.00042986 | 0.00045642 | 0.00064479
189.3 | 2.4839 | 0.00042872 | 0.00045521 | 0.00064307
189.4 | 2.484 | 0.00042757 | 0.000454 | 0.00064136
189.5 | 2.484 | 0.00042644 | 0.00045279 | 0.00063965
189.6 | 2.4841 | 0.0004253 | 0.00045158 | 0.00063795
189.7 | 2.4841 | 0.00042417 | 0.00045038 | 0.00063625
189.8 | 2.4842 | 0.00042304 | 0.00044918 | 0.00063456
189.9 | 2.4842 | 0.00042191 | 0.00044798 | 0.00063287
190 | 2.4842 | 0.00042079 | 0.00044679 | 0.00063118
190.1 | 2.4843 | 0.00041967 | 0.0004456 | 0.0006295
190.2 | 2.4843 | 0.00041855 | 0.00044441 | 0.00062782
190.3 | 2.4844 | 0.00041743 | 0.00044323 | 0.00062615
190.4 | 2.4844 | 0.00041632 | 0.00044205 | 0.00062448
190.5 | 2.4845 | 0.00041521 | 0.00044087 | 0.00062282
190.6 | 2.4845 | 0.00041411 | 0.0004397 | 0.00062116
190.7 | 2.4845 | 0.00041301 | 0.00043853 | 0.00061951
190.8 | 2.4846 | 0.00041191 | 0.00043736 | 0.00061786
190.9 | 2.4846 | 0.00041081 | 0.0004362 | 0.00061621
191 | 2.4847 | 0.00040971 | 0.00043503 | 0.00061457
191.1 | 2.4847 | 0.00040862 | 0.00043388 | 0.00061294
191.2 | 2.4847 | 0.00040754 | 0.00043272 | 0.0006113
191.3 | 2.4848 | 0.00040645 | 0.00043157 | 0.00060967
191.4 | 2.4848 | 0.00040537 | 0.00043042 | 0.00060805
191.5 | 2.4849 | 0.00040429 | 0.00042927 | 0.00060643
191.6 | 2.4849 | 0.00040321 | 0.00042813 | 0.00060482
191.7 | 2.4849 | 0.00040214 | 0.00042699 | 0.00060321
191.8 | 2.485 | 0.00040107 | 0.00042585 | 0.0006016
191.9 | 2.485 | 0.0004 | 0.00042472 | 0.0006
192 | 2.4851 | 0.00039893 | 0.00042359 | 0.0005984
192.1 | 2.4851 | 0.00039787 | 0.00042246 | 0.00059681
192.2 | 2.4851 | 0.00039681 | 0.00042133 | 0.00059522
192.3 | 2.4852 | 0.00039575 | 0.00042021 | 0.00059363
192.4 | 2.4852 | 0.0003947 | 0.00041909 | 0.00059205
192.5 | 2.4853 | 0.00039365 | 0.00041798 | 0.00059047
192.6 | 2.4853 | 0.0003926 | 0.00041686 | 0.0005889
192.7 | 2.4853 | 0.00039156 | 0.00041575 | 0.00058733
192.8 | 2.4854 | 0.00039051 | 0.00041465 | 0.00058577
192.9 | 2.4854 | 0.00038947 | 0.00041354 | 0.00058421
193 | 2.4855 | 0.00038844 | 0.00041244 | 0.00058265
193.1 | 2.4855 | 0.0003874 | 0.00041134 | 0.0005811
193.2 | 2.4855 | 0.00038637 | 0.00041025 | 0.00057955
193.3 | 2.4856 | 0.00038534 | 0.00040915 | 0.00057801
193.4 | 2.4856 | 0.00038431 | 0.00040806 | 0.00057647
193.5 | 2.4856 | 0.00038329 | 0.00040698 | 0.00057494
193.6 | 2.4857 | 0.00038227 | 0.00040589 | 0.00057341
193.7 | 2.4857 | 0.00038125 | 0.00040481 | 0.00057188
193.8 | 2.4858 | 0.00038024 | 0.00040373 | 0.00057036
193.9 | 2.4858 | 0.00037922 | 0.00040266 | 0.00056884
194 | 2.4858 | 0.00037821 | 0.00040159 | 0.00056732
194.1 | 2.4859 | 0.00037721 | 0.00040052 | 0.00056581
194.2 | 2.4859 | 0.0003762 | 0.00039945 | 0.0005643
194.3 | 2.4859 | 0.0003752 | 0.00039839 | 0.0005628
194.4 | 2.486 | 0.0003742 | 0.00039733 | 0.0005613
194.5 | 2.486 | 0.0003732 | 0.00039627 | 0.00055981
194.6 | 2.4861 | 0.00037221 | 0.00039521 | 0.00055832
194.7 | 2.4861 | 0.00037122 | 0.00039416 | 0.00055683
194.8 | 2.4861 | 0.00037023 | 0.00039311 | 0.00055535
194.9 | 2.4862 | 0.00036925 | 0.00039206 | 0.00055387
195 | 2.4862 | 0.00036826 | 0.00039102 | 0.00055239
195.1 | 2.4862 | 0.00036728 | 0.00038998 | 0.00055092
195.2 | 2.4863 | 0.0003663 | 0.00038894 | 0.00054945
195.3 | 2.4863 | 0.00036533 | 0.0003879 | 0.00054799
195.4 | 2.4864 | 0.00036435 | 0.00038687 | 0.00054653
195.5 | 2.4864 | 0.00036338 | 0.00038584 | 0.00054508
195.6 | 2.4864 | 0.00036242 | 0.00038481 | 0.00054362
195.7 | 2.4865 | 0.00036145 | 0.00038379 | 0.00054218
195.8 | 2.4865 | 0.00036049 | 0.00038277 | 0.00054073
195.9 | 2.4865 | 0.00035953 | 0.00038175 | 0.00053929
196 | 2.4866 | 0.00035857 | 0.00038073 | 0.00053786
196.1 | 2.4866 | 0.00035762 | 0.00037972 | 0.00053642
196.2 | 2.4866 | 0.00035666 | 0.00037871 | 0.000535
196.3 | 2.4867 | 0.00035571 | 0.0003777 | 0.00053357
196.4 | 2.4867 | 0.00035477 | 0.00037669 | 0.00053215
196.5 | 2.4867 | 0.00035382 | 0.00037569 | 0.00053073
196.6 | 2.4868 | 0.00035288 | 0.00037469 | 0.00052932
196.7 | 2.4868 | 0.00035194 | 0.00037369 | 0.00052791
196.8 | 2.4869 | 0.000351 | 0.00037269 | 0.0005265
196.9 | 2.4869 | 0.00035007 | 0.0003717 | 0.0005251
197 | 2.4869 | 0.00034914 | 0.00037071 | 0.0005237
197.1 | 2.487 | 0.00034821 | 0.00036972 | 0.00052231
197.2 | 2.487 | 0.00034728 | 0.00036874 | 0.00052092
197.3 | 2.487 | 0.00034635 | 0.00036776 | 0.00051953
197.4 | 2.4871 | 0.00034543 | 0.00036678 | 0.00051815
197.5 | 2.4871 | 0.00034451 | 0.0003658 | 0.00051677
197.6 | 2.4871 | 0.00034359 | 0.00036483 | 0.00051539
197.7 | 2.4872 | 0.00034268 | 0.00036386 | 0.00051402
197.8 | 2.4872 | 0.00034177 | 0.00036289 | 0.00051265
197.9 | 2.4872 | 0.00034086 | 0.00036192 | 0.00051128
198 | 2.4873 | 0.00033995 | 0.00036096 | 0.00050992
198.1 | 2.4873 | 0.00033904 | 0.00036 | 0.00050856
198.2 | 2.4873 | 0.00033814 | 0.00035904 | 0.00050721
198.3 | 2.4874 | 0.00033724 | 0.00035808 | 0.00050586
198.4 | 2.4874 | 0.00033634 | 0.00035713 | 0.00050451
198.5 | 2.4874 | 0.00033545 | 0.00035618 | 0.00050317
198.6 | 2.4875 | 0.00033455 | 0.00035523 | 0.00050183
198.7 | 2.4875 | 0.00033366 | 0.00035428 | 0.00050049
198.8 | 2.4875 | 0.00033277 | 0.00035334 | 0.00049916
198.9 | 2.4876 | 0.00033189 | 0.0003524 | 0.00049783
199 | 2.4876 | 0.000331 | 0.00035146 | 0.0004965
199.1 | 2.4876 | 0.00033012 | 0.00035052 | 0.00049518
199.2 | 2.4877 | 0.00032924 | 0.00034959 | 0.00049386
199.3 | 2.4877 | 0.00032837 | 0.00034866 | 0.00049255
199.4 | 2.4877 | 0.00032749 | 0.00034773 | 0.00049124
199.5 | 2.4878 | 0.00032662 | 0.0003468 | 0.00048993
199.6 | 2.4878 | 0.00032575 | 0.00034588 | 0.00048862
199.7 | 2.4878 | 0.00032488 | 0.00034496 | 0.00048732
199.8 | 2.4879 | 0.00032402 | 0.00034404 | 0.00048602
199.9 | 2.4879 | 0.00032315 | 0.00034312 | 0.00048473
200 | 2.4879 | 0.00032229 | 0.00034221 | 0.00048344
200.1 | 2.488 | 0.00032143 | 0.0003413 | 0.00048215
200.2 | 2.488 | 0.00032058 | 0.00034039 | 0.00048087
200.3 | 2.488 | 0.00031972 | 0.00033948 | 0.00047959
200.4 | 2.4881 | 0.00031887 | 0.00033858 | 0.00047831
200.5 | 2.4881 | 0.00031802 | 0.00033768 | 0.00047704
200.6 | 2.4881 | 0.00031718 | 0.00033678 | 0.00047577
200.7 | 2.4882 | 0.00031633 | 0.00033588 | 0.0004745
200.8 | 2.4882 | 0.00031549 | 0.00033499 | 0.00047324
200.9 | 2.4882 | 0.00031465 | 0.00033409 | 0.00047197
201 | 2.4882 | 0.00031381 | 0.0003332 | 0.00047072
201.1 | 2.4883 | 0.00031298 | 0.00033232 | 0.00046946
201.2 | 2.4883 | 0.00031214 | 0.00033143 | 0.00046821
201.3 | 2.4883 | 0.00031131 | 0.00033055 | 0.00046697
201.4 | 2.4884 | 0.00031048 | 0.00032967 | 0.00046572
201.5 | 2.4884 | 0.00030966 | 0.00032879 | 0.00046448
201.6 | 2.4884 | 0.00030883 | 0.00032792 | 0.00046325
201.7 | 2.4885 | 0.00030801 | 0.00032704 | 0.00046201
201.8 | 2.4885 | 0.00030719 | 0.00032617 | 0.00046078
201.9 | 2.4885 | 0.00030637 | 0.0003253 | 0.00045956
202 | 2.4886 | 0.00030555 | 0.00032444 | 0.00045833
202.1 | 2.4886 | 0.00030474 | 0.00032357 | 0.00045711
202.2 | 2.4886 | 0.00030393 | 0.00032271 | 0.00045589
202.3 | 2.4886 | 0.00030312 | 0.00032185 | 0.00045468
202.4 | 2.4887 | 0.00030231 | 0.00032099 | 0.00045347
202.5 | 2.4887 | 0.00030151 | 0.00032014 | 0.00045226
202.6 | 2.4887 | 0.0003007 | 0.00031929 | 0.00045106
202.7 | 2.4888 | 0.0002999 | 0.00031844 | 0.00044986
202.8 | 2.4888 | 0.0002991 | 0.00031759 | 0.00044866
202.9 | 2.4888 | 0.00029831 | 0.00031674 | 0.00044746
203 | 2.4889 | 0.00029751 | 0.0003159 | 0.00044627
203.1 | 2.4889 | 0.00029672 | 0.00031506 | 0.00044508
203.2 | 2.4889 | 0.00029593 | 0.00031422 | 0.0004439
203.3 | 2.4889 | 0.00029514 | 0.00031338 | 0.00044271
203.4 | 2.489 | 0.00029436 | 0.00031255 | 0.00044154
203.5 | 2.489 | 0.00029357 | 0.00031172 | 0.00044036
203.6 | 2.489 | 0.00029279 | 0.00031089 | 0.00043919
203.7 | 2.4891 | 0.00029201 | 0.00031006 | 0.00043802
203.8 | 2.4891 | 0.00029123 | 0.00030923 | 0.00043685
203.9 | 2.4891 | 0.00029046 | 0.00030841 | 0.00043569
204 | 2.4892 | 0.00028968 | 0.00030759 | 0.00043453
204.1 | 2.4892 | 0.00028891 | 0.00030677 | 0.00043337
204.2 | 2.4892 | 0.00028814 | 0.00030595 | 0.00043222
204.3 | 2.4892 | 0.00028738 | 0.00030514 | 0.00043107
204.4 | 2.4893 | 0.00028661 | 0.00030432 | 0.00042992
204.5 | 2.4893 | 0.00028585 | 0.00030351 | 0.00042877
204.6 | 2.4893 | 0.00028509 | 0.0003027 | 0.00042763
204.7 | 2.4894 | 0.00028433 | 0.0003019 | 0.00042649
204.8 | 2.4894 | 0.00028357 | 0.00030109 | 0.00042536
204.9 | 2.4894 | 0.00028282 | 0.00030029 | 0.00042422
205 | 2.4894 | 0.00028206 | 0.00029949 | 0.00042309
205.1 | 2.4895 | 0.00028131 | 0.0002987 | 0.00042197
205.2 | 2.4895 | 0.00028056 | 0.0002979 | 0.00042084
205.3 | 2.4895 | 0.00027981 | 0.00029711 | 0.00041972
205.4 | 2.4895 | 0.00027907 | 0.00029632 | 0.0004186
205.5 | 2.4896 | 0.00027833 | 0.00029553 | 0.00041749
205.6 | 2.4896 | 0.00027759 | 0.00029474 | 0.00041638
205.7 | 2.4896 | 0.00027685 | 0.00029395 | 0.00041527
205.8 | 2.4897 | 0.00027611 | 0.00029317 | 0.00041416
205.9 | 2.4897 | 0.00027537 | 0.00029239 | 0.00041306
206 | 2.4897 | 0.00027464 | 0.00029161 | 0.00041196
206.1 | 2.4897 | 0.00027391 | 0.00029084 | 0.00041086
206.2 | 2.4898 | 0.00027318 | 0.00029006 | 0.00040977
206.3 | 2.4898 | 0.00027245 | 0.00028929 | 0.00040868
206.4 | 2.4898 | 0.00027173 | 0.00028852 | 0.00040759
206.5 | 2.4899 | 0.000271 | 0.00028775 | 0.0004065
206.6 | 2.4899 | 0.00027028 | 0.00028698 | 0.00040542
206.7 | 2.4899 | 0.00026956 | 0.00028622 | 0.00040434
206.8 | 2.4899 | 0.00026884 | 0.00028546 | 0.00040326
206.9 | 2.49 | 0.00026813 | 0.0002847 | 0.00040219
207 | 2.49 | 0.00026741 | 0.00028394 | 0.00040112
207.1 | 2.49 | 0.0002667 | 0.00028318 | 0.00040005
207.2 | 2.49 | 0.00026599 | 0.00028243 | 0.00039899
207.3 | 2.4901 | 0.00026528 | 0.00028168 | 0.00039792
207.4 | 2.4901 | 0.00026458 | 0.00028093 | 0.00039686
207.5 | 2.4901 | 0.00026387 | 0.00028018 | 0.00039581
207.6 | 2.4901 | 0.00026317 | 0.00027943 | 0.00039475
207.7 | 2.4902 | 0.00026247 | 0.00027869 | 0.0003937
207.8 | 2.4902 | 0.00026177 | 0.00027795 | 0.00039265
207.9 | 2.4902 | 0.00026107 | 0.00027721 | 0.00039161
208 | 2.4902 | 0.00026038 | 0.00027647 | 0.00039056
208.1 | 2.4903 | 0.00025968 | 0.00027573 | 0.00038952
208.2 | 2.4903 | 0.00025899 | 0.000275 | 0.00038849
208.3 | 2.4903 | 0.0002583 | 0.00027426 | 0.00038745
208.4 | 2.4904 | 0.00025761 | 0.00027353 | 0.00038642
208.5 | 2.4904 | 0.00025693 | 0.00027281 | 0.00038539
208.6 | 2.4904 | 0.00025624 | 0.00027208 | 0.00038436
208.7 | 2.4904 | 0.00025556 | 0.00027135 | 0.00038334
208.8 | 2.4905 | 0.00025488 | 0.00027063 | 0.00038232
208.9 | 2.4905 | 0.0002542 | 0.00026991 | 0.0003813
209 | 2.4905 | 0.00025352 | 0.00026919 | 0.00038029
209.1 | 2.4905 | 0.00025285 | 0.00026847 | 0.00037927
209.2 | 2.4906 | 0.00025218 | 0.00026776 | 0.00037826
209.3 | 2.4906 | 0.0002515 | 0.00026705 | 0.00037726
209.4 | 2.4906 | 0.00025083 | 0.00026634 | 0.00037625
209.5 | 2.4906 | 0.00025017 | 0.00026563 | 0.00037525
209.6 | 2.4907 | 0.0002495 | 0.00026492 | 0.00037425
209.7 | 2.4907 | 0.00024884 | 0.00026421 | 0.00037325
209.8 | 2.4907 | 0.00024817 | 0.00026351 | 0.00037226
209.9 | 2.4907 | 0.00024751 | 0.00026281 | 0.00037127
210 | 2.4908 | 0.00024685 | 0.00026211 | 0.00037028
210.1 | 2.4908 | 0.0002462 | 0.00026141 | 0.00036929
210.2 | 2.4908 | 0.00024554 | 0.00026071 | 0.00036831
210.3 | 2.4908 | 0.00024489 | 0.00026002 | 0.00036733
210.4 | 2.4909 | 0.00024423 | 0.00025933 | 0.00036635
210.5 | 2.4909 | 0.00024358 | 0.00025864 | 0.00036538
210.6 | 2.4909 | 0.00024294 | 0.00025795 | 0.0003644
210.7 | 2.4909 | 0.00024229 | 0.00025726 | 0.00036343
210.8 | 2.491 | 0.00024164 | 0.00025658 | 0.00036246
210.9 | 2.491 | 0.000241 | 0.00025589 | 0.0003615
211 | 2.491 | 0.00024036 | 0.00025521 | 0.00036054
211.1 | 2.491 | 0.00023972 | 0.00025453 | 0.00035958
211.2 | 2.491 | 0.00023908 | 0.00025385 | 0.00035862
211.3 | 2.4911 | 0.00023844 | 0.00025318 | 0.00035766
211.4 | 2.4911 | 0.00023781 | 0.0002525 | 0.00035671
211.5 | 2.4911 | 0.00023717 | 0.00025183 | 0.00035576
211.6 | 2.4911 | 0.00023654 | 0.00025116 | 0.00035481
211.7 | 2.4912 | 0.00023591 | 0.00025049 | 0.00035387
211.8 | 2.4912 | 0.00023528 | 0.00024982 | 0.00035293
211.9 | 2.4912 | 0.00023466 | 0.00024916 | 0.00035199
212 | 2.4912 | 0.00023403 | 0.0002485 | 0.00035105
212.1 | 2.4913 | 0.00023341 | 0.00024783 | 0.00035011
212.2 | 2.4913 | 0.00023279 | 0.00024717 | 0.00034918
212.3 | 2.4913 | 0.00023217 | 0.00024652 | 0.00034825
212.4 | 2.4913 | 0.00023155 | 0.00024586 | 0.00034732
212.5 | 2.4914 | 0.00023093 | 0.0002452 | 0.0003464
212.6 | 2.4914 | 0.00023032 | 0.00024455 | 0.00034548
212.7 | 2.4914 | 0.0002297 | 0.0002439 | 0.00034456
212.8 | 2.4914 | 0.00022909 | 0.00024325 | 0.00034364
212.9 | 2.4914 | 0.00022848 | 0.0002426 | 0.00034272
213 | 2.4915 | 0.00022787 | 0.00024196 | 0.00034181
213.1 | 2.4915 | 0.00022727 | 0.00024131 | 0.0003409
213.2 | 2.4915 | 0.00022666 | 0.00024067 | 0.00033999
213.3 | 2.4915 | 0.00022606 | 0.00024003 | 0.00033909
213.4 | 2.4916 | 0.00022546 | 0.00023939 | 0.00033818
213.5 | 2.4916 | 0.00022486 | 0.00023875 | 0.00033728
213.6 | 2.4916 | 0.00022426 | 0.00023812 | 0.00033639
213.7 | 2.4916 | 0.00022366 | 0.00023748 | 0.00033549
213.8 | 2.4916 | 0.00022306 | 0.00023685 | 0.0003346
213.9 | 2.4917 | 0.00022247 | 0.00023622 | 0.00033371
214 | 2.4917 | 0.00022188 | 0.00023559 | 0.00033282
214.1 | 2.4917 | 0.00022129 | 0.00023496 | 0.00033193
214.2 | 2.4917 | 0.0002207 | 0.00023434 | 0.00033105
214.3 | 2.4918 | 0.00022011 | 0.00023371 | 0.00033016
214.4 | 2.4918 | 0.00021952 | 0.00023309 | 0.00032929
214.5 | 2.4918 | 0.00021894 | 0.00023247 | 0.00032841
214.6 | 2.4918 | 0.00021836 | 0.00023185 | 0.00032753
214.7 | 2.4918 | 0.00021777 | 0.00023123 | 0.00032666
214.8 | 2.4919 | 0.00021719 | 0.00023062 | 0.00032579
214.9 | 2.4919 | 0.00021662 | 0.00023 | 0.00032492
215 | 2.4919 | 0.00021604 | 0.00022939 | 0.00032406
215.1 | 2.4919 | 0.00021546 | 0.00022878 | 0.0003232
215.2 | 2.492 | 0.00021489 | 0.00022817 | 0.00032234
215.3 | 2.492 | 0.00021432 | 0.00022756 | 0.00032148
215.4 | 2.492 | 0.00021375 | 0.00022696 | 0.00032062
215.5 | 2.492 | 0.00021318 | 0.00022635 | 0.00031977
215.6 | 2.492 | 0.00021261 | 0.00022575 | 0.00031892
215.7 | 2.4921 | 0.00021204 | 0.00022515 | 0.00031807
215.8 | 2.4921 | 0.00021148 | 0.00022455 | 0.00031722
215.9 | 2.4921 | 0.00021092 | 0.00022395 | 0.00031637
216 | 2.4921 | 0.00021035 | 0.00022335 | 0.00031553
216.1 | 2.4921 | 0.00020979 | 0.00022276 | 0.00031469
216.2 | 2.4922 | 0.00020924 | 0.00022217 | 0.00031385
216.3 | 2.4922 | 0.00020868 | 0.00022157 | 0.00031302
216.4 | 2.4922 | 0.00020812 | 0.00022098 | 0.00031218
216.5 | 2.4922 | 0.00020757 | 0.0002204 | 0.00031135
216.6 | 2.4922 | 0.00020702 | 0.00021981 | 0.00031052
216.7 | 2.4923 | 0.00020646 | 0.00021922 | 0.0003097
216.8 | 2.4923 | 0.00020591 | 0.00021864 | 0.00030887
216.9 | 2.4923 | 0.00020537 | 0.00021806 | 0.00030805
217 | 2.4923 | 0.00020482 | 0.00021748 | 0.00030723
217.1 | 2.4923 | 0.00020427 | 0.0002169 | 0.00030641
217.2 | 2.4924 | 0.00020373 | 0.00021632 | 0.00030559
217.3 | 2.4924 | 0.00020319 | 0.00021574 | 0.00030478
217.4 | 2.4924 | 0.00020265 | 0.00021517 | 0.00030397
217.5 | 2.4924 | 0.00020211 | 0.0002146 | 0.00030316
217.6 | 2.4925 | 0.00020157 | 0.00021402 | 0.00030235
217.7 | 2.4925 | 0.00020103 | 0.00021345 | 0.00030155
217.8 | 2.4925 | 0.0002005 | 0.00021289 | 0.00030074
217.9 | 2.4925 | 0.00019996 | 0.00021232 | 0.00029994
218 | 2.4925 | 0.00019943 | 0.00021175 | 0.00029914
218.1 | 2.4926 | 0.0001989 | 0.00021119 | 0.00029835
218.2 | 2.4926 | 0.00019837 | 0.00021063 | 0.00029755
218.3 | 2.4926 | 0.00019784 | 0.00021007 | 0.00029676
218.4 | 2.4926 | 0.00019731 | 0.00020951 | 0.00029597
218.5 | 2.4926 | 0.00019679 | 0.00020895 | 0.00029518
218.6 | 2.4926 | 0.00019626 | 0.00020839 | 0.0002944
218.7 | 2.4927 | 0.00019574 | 0.00020784 | 0.00029361
218.8 | 2.4927 | 0.00019522 | 0.00020728 | 0.00029283
218.9 | 2.4927 | 0.0001947 | 0.00020673 | 0.00029205
219 | 2.4927 | 0.00019418 | 0.00020618 | 0.00029127
219.1 | 2.4927 | 0.00019366 | 0.00020563 | 0.0002905
219.2 | 2.4928 | 0.00019315 | 0.00020508 | 0.00028972
219.3 | 2.4928 | 0.00019263 | 0.00020454 | 0.00028895
219.4 | 2.4928 | 0.00019212 | 0.00020399 | 0.00028818
219.5 | 2.4928 | 0.00019161 | 0.00020345 | 0.00028741
219.6 | 2.4928 | 0.0001911 | 0.00020291 | 0.00028665
219.7 | 2.4929 | 0.00019059 | 0.00020237 | 0.00028589
219.8 | 2.4929 | 0.00019008 | 0.00020183 | 0.00028512
219.9 | 2.4929 | 0.00018958 | 0.00020129 | 0.00028437
220 | 2.4929 | 0.00018907 | 0.00020076 | 0.00028361
220.1 | 2.4929 | 0.00018857 | 0.00020022 | 0.00028285
220.2 | 2.493 | 0.00018807 | 0.00019969 | 0.0002821
220.3 | 2.493 | 0.00018757 | 0.00019916 | 0.00028135
220.4 | 2.493 | 0.00018707 | 0.00019863 | 0.0002806
220.5 | 2.493 | 0.00018657 | 0.0001981 | 0.00027985
220.6 | 2.493 | 0.00018607 | 0.00019757 | 0.00027911
220.7 | 2.4931 | 0.00018558 | 0.00019704 | 0.00027836
220.8 | 2.4931 | 0.00018508 | 0.00019652 | 0.00027762
220.9 | 2.4931 | 0.00018459 | 0.000196 | 0.00027688
221 | 2.4931 | 0.0001841 | 0.00019547 | 0.00027614
221.1 | 2.4931 | 0.00018361 | 0.00019495 | 0.00027541
221.2 | 2.4931 | 0.00018312 | 0.00019443 | 0.00027468
221.3 | 2.4932 | 0.00018263 | 0.00019392 | 0.00027394
221.4 | 2.4932 | 0.00018214 | 0.0001934 | 0.00027322
221.5 | 2.4932 | 0.00018166 | 0.00019288 | 0.00027249
221.6 | 2.4932 | 0.00018117 | 0.00019237 | 0.00027176
221.7 | 2.4932 | 0.00018069 | 0.00019186 | 0.00027104
221.8 | 2.4933 | 0.00018021 | 0.00019135 | 0.00027032
221.9 | 2.4933 | 0.00017973 | 0.00019084 | 0.0002696
222 | 2.4933 | 0.00017925 | 0.00019033 | 0.00026888
222.1 | 2.4933 | 0.00017877 | 0.00018982 | 0.00026816
222.2 | 2.4933 | 0.0001783 | 0.00018932 | 0.00026745
222.3 | 2.4933 | 0.00017782 | 0.00018881 | 0.00026674
222.4 | 2.4934 | 0.00017735 | 0.00018831 | 0.00026603
222.5 | 2.4934 | 0.00017688 | 0.00018781 | 0.00026532
222.6 | 2.4934 | 0.00017641 | 0.00018731 | 0.00026461
222.7 | 2.4934 | 0.00017594 | 0.00018681 | 0.00026391
222.8 | 2.4934 | 0.00017547 | 0.00018631 | 0.0002632
222.9 | 2.4934 | 0.000175 | 0.00018582 | 0.0002625
223 | 2.4935 | 0.00017454 | 0.00018532 | 0.0002618
223.1 | 2.4935 | 0.00017407 | 0.00018483 | 0.00026111
223.2 | 2.4935 | 0.00017361 | 0.00018434 | 0.00026041
223.3 | 2.4935 | 0.00017314 | 0.00018384 | 0.00025972
223.4 | 2.4935 | 0.00017268 | 0.00018336 | 0.00025903
223.5 | 2.4936 | 0.00017222 | 0.00018287 | 0.00025834
223.6 | 2.4936 | 0.00017177 | 0.00018238 | 0.00025765
223.7 | 2.4936 | 0.00017131 | 0.00018189 | 0.00025696
223.8 | 2.4936 | 0.00017085 | 0.00018141 | 0.00025628
223.9 | 2.4936 | 0.0001704 | 0.00018093 | 0.00025559
224 | 2.4936 | 0.00016994 | 0.00018044 | 0.00025491
224.1 | 2.4937 | 0.00016949 | 0.00017996 | 0.00025424
224.2 | 2.4937 | 0.00016904 | 0.00017948 | 0.00025356
224.3 | 2.4937 | 0.00016859 | 0.00017901 | 0.00025288
224.4 | 2.4937 | 0.00016814 | 0.00017853 | 0.00025221
224.5 | 2.4937 | 0.00016769 | 0.00017805 | 0.00025154
224.6 | 2.4937 | 0.00016725 | 0.00017758 | 0.00025087
224.7 | 2.4938 | 0.0001668 | 0.00017711 | 0.0002502
224.8 | 2.4938 | 0.00016636 | 0.00017664 | 0.00024953
224.9 | 2.4938 | 0.00016591 | 0.00017617 | 0.00024887
225 | 2.4938 | 0.00016547 | 0.0001757 | 0.00024821
225.1 | 2.4938 | 0.00016503 | 0.00017523 | 0.00024755
225.2 | 2.4938 | 0.00016459 | 0.00017476 | 0.00024689
225.3 | 2.4939 | 0.00016415 | 0.0001743 | 0.00024623
225.4 | 2.4939 | 0.00016372 | 0.00017383 | 0.00024557
225.5 | 2.4939 | 0.00016328 | 0.00017337 | 0.00024492
225.6 | 2.4939 | 0.00016284 | 0.00017291 | 0.00024427
225.7 | 2.4939 | 0.00016241 | 0.00017245 | 0.00024362
225.8 | 2.4939 | 0.00016198 | 0.00017199 | 0.00024297
225.9 | 2.494 | 0.00016155 | 0.00017153 | 0.00024232
226 | 2.494 | 0.00016112 | 0.00017107 | 0.00024167
226.1 | 2.494 | 0.00016069 | 0.00017062 | 0.00024103
226.2 | 2.494 | 0.00016026 | 0.00017016 | 0.00024039
226.3 | 2.494 | 0.00015983 | 0.00016971 | 0.00023975
226.4 | 2.494 | 0.00015941 | 0.00016926 | 0.00023911
226.5 | 2.494 | 0.00015898 | 0.00016881 | 0.00023847
226.6 | 2.4941 | 0.00015856 | 0.00016836 | 0.00023784
226.7 | 2.4941 | 0.00015814 | 0.00016791 | 0.00023721
226.8 | 2.4941 | 0.00015772 | 0.00016746 | 0.00023657
226.9 | 2.4941 | 0.0001573 | 0.00016702 | 0.00023594
227 | 2.4941 | 0.00015688 | 0.00016657 | 0.00023532
227.1 | 2.4941 | 0.00015646 | 0.00016613 | 0.00023469
227.2 | 2.4942 | 0.00015604 | 0.00016569 | 0.00023406
227.3 | 2.4942 | 0.00015563 | 0.00016524 | 0.00023344
227.4 | 2.4942 | 0.00015521 | 0.0001648 | 0.00023282
227.5 | 2.4942 | 0.0001548 | 0.00016437 | 0.0002322
227.6 | 2.4942 | 0.00015439 | 0.00016393 | 0.00023158
227.7 | 2.4942 | 0.00015398 | 0.00016349 | 0.00023096
227.8 | 2.4942 | 0.00015357 | 0.00016306 | 0.00023035
227.9 | 2.4943 | 0.00015316 | 0.00016262 | 0.00022973
228 | 2.4943 | 0.00015275 | 0.00016219 | 0.00022912
228.1 | 2.4943 | 0.00015234 | 0.00016176 | 0.00022851
228.2 | 2.4943 | 0.00015194 | 0.00016133 | 0.0002279
228.3 | 2.4943 | 0.00015153 | 0.0001609 | 0.0002273
228.4 | 2.4943 | 0.00015113 | 0.00016047 | 0.00022669
228.5 | 2.4944 | 0.00015073 | 0.00016004 | 0.00022609
228.6 | 2.4944 | 0.00015032 | 0.00015961 | 0.00022549
228.7 | 2.4944 | 0.00014992 | 0.00015919 | 0.00022489
228.8 | 2.4944 | 0.00014952 | 0.00015876 | 0.00022429
228.9 | 2.4944 | 0.00014913 | 0.00015834 | 0.00022369
229 | 2.4944 | 0.00014873 | 0.00015792 | 0.00022309
229.1 | 2.4944 | 0.00014833 | 0.0001575 | 0.0002225
229.2 | 2.4945 | 0.00014794 | 0.00015708 | 0.00022191
229.3 | 2.4945 | 0.00014754 | 0.00015666 | 0.00022132
229.4 | 2.4945 | 0.00014715 | 0.00015624 | 0.00022073
229.5 | 2.4945 | 0.00014676 | 0.00015583 | 0.00022014
229.6 | 2.4945 | 0.00014637 | 0.00015541 | 0.00021955
229.7 | 2.4945 | 0.00014598 | 0.000155 | 0.00021897
229.8 | 2.4945 | 0.00014559 | 0.00015459 | 0.00021838
229.9 | 2.4946 | 0.0001452 | 0.00015418 | 0.0002178
230 | 2.4946 | 0.00014482 | 0.00015376 | 0.00021722
230.1 | 2.4946 | 0.00014443 | 0.00015336 | 0.00021664
230.2 | 2.4946 | 0.00014405 | 0.00015295 | 0.00021607
230.3 | 2.4946 | 0.00014366 | 0.00015254 | 0.00021549
230.4 | 2.4946 | 0.00014328 | 0.00015213 | 0.00021492
230.5 | 2.4946 | 0.0001429 | 0.00015173 | 0.00021435
230.6 | 2.4947 | 0.00014252 | 0.00015132 | 0.00021378
230.7 | 2.4947 | 0.00014214 | 0.00015092 | 0.00021321
230.8 | 2.4947 | 0.00014176 | 0.00015052 | 0.00021264
230.9 | 2.4947 | 0.00014138 | 0.00015012 | 0.00021207
231 | 2.4947 | 0.000141 | 0.00014972 | 0.00021151
231.1 | 2.4947 | 0.00014063 | 0.00014932 | 0.00021094
231.2 | 2.4947 | 0.00014025 | 0.00014892 | 0.00021038
231.3 | 2.4948 | 0.00013988 | 0.00014853 | 0.00020982
231.4 | 2.4948 | 0.00013951 | 0.00014813 | 0.00020926
231.5 | 2.4948 | 0.00013914 | 0.00014774 | 0.00020871
231.6 | 2.4948 | 0.00013877 | 0.00014734 | 0.00020815
231.7 | 2.4948 | 0.0001384 | 0.00014695 | 0.0002076
231.8 | 2.4948 | 0.00013803 | 0.00014656 | 0.00020704
231.9 | 2.4948 | 0.00013766 | 0.00014617 | 0.00020649
232 | 2.4949 | 0.00013729 | 0.00014578 | 0.00020594
232.1 | 2.4949 | 0.00013693 | 0.00014539 | 0.00020539
232.2 | 2.4949 | 0.00013656 | 0.000145 | 0.00020485
232.3 | 2.4949 | 0.0001362 | 0.00014462 | 0.0002043
232.4 | 2.4949 | 0.00013584 | 0.00014423 | 0.00020376
232.5 | 2.4949 | 0.00013548 | 0.00014385 | 0.00020321
232.6 | 2.4949 | 0.00013512 | 0.00014346 | 0.00020267
232.7 | 2.495 | 0.00013476 | 0.00014308 | 0.00020213
232.8 | 2.495 | 0.0001344 | 0.0001427 | 0.00020159
232.9 | 2.495 | 0.00013404 | 0.00014232 | 0.00020106
233 | 2.495 | 0.00013368 | 0.00014194 | 0.00020052
233.1 | 2.495 | 0.00013333 | 0.00014156 | 0.00019999
233.2 | 2.495 | 0.00013297 | 0.00014119 | 0.00019946
233.3 | 2.495 | 0.00013262 | 0.00014081 | 0.00019892
233.4 | 2.495 | 0.00013226 | 0.00014044 | 0.00019839
233.5 | 2.4951 | 0.00013191 | 0.00014006 | 0.00019787
233.6 | 2.4951 | 0.00013156 | 0.00013969 | 0.00019734
233.7 | 2.4951 | 0.00013121 | 0.00013932 | 0.00019681
233.8 | 2.4951 | 0.00013086 | 0.00013895 | 0.00019629
233.9 | 2.4951 | 0.00013051 | 0.00013858 | 0.00019577
234 | 2.4951 | 0.00013016 | 0.00013821 | 0.00019525
234.1 | 2.4951 | 0.00012982 | 0.00013784 | 0.00019473
234.2 | 2.4952 | 0.00012947 | 0.00013747 | 0.00019421
234.3 | 2.4952 | 0.00012913 | 0.00013711 | 0.00019369
234.4 | 2.4952 | 0.00012878 | 0.00013674 | 0.00019317
234.5 | 2.4952 | 0.00012844 | 0.00013638 | 0.00019266
234.6 | 2.4952 | 0.0001281 | 0.00013601 | 0.00019215
234.7 | 2.4952 | 0.00012776 | 0.00013565 | 0.00019163
234.8 | 2.4952 | 0.00012742 | 0.00013529 | 0.00019112
234.9 | 2.4952 | 0.00012708 | 0.00013493 | 0.00019062
235 | 2.4953 | 0.00012674 | 0.00013457 | 0.00019011
235.1 | 2.4953 | 0.0001264 | 0.00013421 | 0.0001896
235.2 | 2.4953 | 0.00012606 | 0.00013386 | 0.0001891
235.3 | 2.4953 | 0.00012573 | 0.0001335 | 0.00018859
235.4 | 2.4953 | 0.00012539 | 0.00013314 | 0.00018809
235.5 | 2.4953 | 0.00012506 | 0.00013279 | 0.00018759
235.6 | 2.4953 | 0.00012473 | 0.00013243 | 0.00018709
235.7 | 2.4953 | 0.00012439 | 0.00013208 | 0.00018659
235.8 | 2.4954 | 0.00012406 | 0.00013173 | 0.0001861
235.9 | 2.4954 | 0.00012373 | 0.00013138 | 0.0001856
236 | 2.4954 | 0.0001234 | 0.00013103 | 0.00018511
236.1 | 2.4954 | 0.00012308 | 0.00013068 | 0.00018461
236.2 | 2.4954 | 0.00012275 | 0.00013033 | 0.00018412
236.3 | 2.4954 | 0.00012242 | 0.00012999 | 0.00018363
236.4 | 2.4954 | 0.00012209 | 0.00012964 | 0.00018314
236.5 | 2.4954 | 0.00012177 | 0.00012929 | 0.00018265
236.6 | 2.4955 | 0.00012144 | 0.00012895 | 0.00018217
236.7 | 2.4955 | 0.00012112 | 0.00012861 | 0.00018168
236.8 | 2.4955 | 0.0001208 | 0.00012826 | 0.0001812
236.9 | 2.4955 | 0.00012048 | 0.00012792 | 0.00018072
237 | 2.4955 | 0.00012016 | 0.00012758 | 0.00018023
237.1 | 2.4955 | 0.00011984 | 0.00012724 | 0.00017975
237.2 | 2.4955 | 0.00011952 | 0.0001269 | 0.00017928
237.3 | 2.4955 | 0.0001192 | 0.00012657 | 0.0001788
237.4 | 2.4955 | 0.00011888 | 0.00012623 | 0.00017832
237.5 | 2.4956 | 0.00011856 | 0.00012589 | 0.00017785
237.6 | 2.4956 | 0.00011825 | 0.00012556 | 0.00017737
237.7 | 2.4956 | 0.00011793 | 0.00012522 | 0.0001769
237.8 | 2.4956 | 0.00011762 | 0.00012489 | 0.00017643
237.9 | 2.4956 | 0.00011731 | 0.00012456 | 0.00017596
238 | 2.4956 | 0.00011699 | 0.00012422 | 0.00017549
238.1 | 2.4956 | 0.00011668 | 0.00012389 | 0.00017502
238.2 | 2.4956 | 0.00011637 | 0.00012356 | 0.00017456
238.3 | 2.4957 | 0.00011606 | 0.00012323 | 0.00017409
238.4 | 2.4957 | 0.00011575 | 0.00012291 | 0.00017363
238.5 | 2.4957 | 0.00011544 | 0.00012258 | 0.00017317
238.6 | 2.4957 | 0.00011514 | 0.00012225 | 0.00017271
238.7 | 2.4957 | 0.00011483 | 0.00012193 | 0.00017225
238.8 | 2.4957 | 0.00011453 | 0.0001216 | 0.00017179
238.9 | 2.4957 | 0.00011422 | 0.00012128 | 0.00017133
239 | 2.4957 | 0.00011392 | 0.00012096 | 0.00017087
239.1 | 2.4957 | 0.00011361 | 0.00012063 | 0.00017042
239.2 | 2.4958 | 0.00011331 | 0.00012031 | 0.00016996
239.3 | 2.4958 | 0.00011301 | 0.00011999 | 0.00016951
239.4 | 2.4958 | 0.00011271 | 0.00011967 | 0.00016906
239.5 | 2.4958 | 0.00011241 | 0.00011935 | 0.00016861
239.6 | 2.4958 | 0.00011211 | 0.00011904 | 0.00016816
239.7 | 2.4958 | 0.00011181 | 0.00011872 | 0.00016771
239.8 | 2.4958 | 0.00011151 | 0.0001184 | 0.00016727
239.9 | 2.4958 | 0.00011121 | 0.00011809 | 0.00016682
240 | 2.4958 | 0.00011092 | 0.00011777 | 0.00016638
240.1 | 2.4959 | 0.00011062 | 0.00011746 | 0.00016593
240.2 | 2.4959 | 0.00011033 | 0.00011715 | 0.00016549
240.3 | 2.4959 | 0.00011003 | 0.00011683 | 0.00016505
240.4 | 2.4959 | 0.00010974 | 0.00011652 | 0.00016461
240.5 | 2.4959 | 0.00010945 | 0.00011621 | 0.00016417
240.6 | 2.4959 | 0.00010916 | 0.0001159 | 0.00016374
240.7 | 2.4959 | 0.00010887 | 0.00011559 | 0.0001633
240.8 | 2.4959 | 0.00010858 | 0.00011529 | 0.00016287
240.9 | 2.4959 | 0.00010829 | 0.00011498 | 0.00016243
241 | 2.496 | 0.000108 | 0.00011467 | 0.000162
241.1 | 2.496 | 0.00010771 | 0.00011437 | 0.00016157
241.2 | 2.496 | 0.00010743 | 0.00011406 | 0.00016114
241.3 | 2.496 | 0.00010714 | 0.00011376 | 0.00016071
241.4 | 2.496 | 0.00010685 | 0.00011346 | 0.00016028
241.5 | 2.496 | 0.00010657 | 0.00011315 | 0.00015985
241.6 | 2.496 | 0.00010629 | 0.00011285 | 0.00015943
241.7 | 2.496 | 0.000106 | 0.00011255 | 0.000159
241.8 | 2.496 | 0.00010572 | 0.00011225 | 0.00015858
241.9 | 2.4961 | 0.00010544 | 0.00011195 | 0.00015816
242 | 2.4961 | 0.00010516 | 0.00011166 | 0.00015774
242.1 | 2.4961 | 0.00010488 | 0.00011136 | 0.00015732
242.2 | 2.4961 | 0.0001046 | 0.00011106 | 0.0001569
242.3 | 2.4961 | 0.00010432 | 0.00011077 | 0.00015648
242.4 | 2.4961 | 0.00010404 | 0.00011047 | 0.00015606
242.5 | 2.4961 | 0.00010376 | 0.00011018 | 0.00015565
242.6 | 2.4961 | 0.00010349 | 0.00010988 | 0.00015523
242.7 | 2.4961 | 0.00010321 | 0.00010959 | 0.00015482
242.8 | 2.4961 | 0.00010294 | 0.0001093 | 0.00015441
242.9 | 2.4962 | 0.00010266 | 0.00010901 | 0.000154
243 | 2.4962 | 0.00010239 | 0.00010872 | 0.00015359
243.1 | 2.4962 | 0.00010212 | 0.00010843 | 0.00015318
243.2 | 2.4962 | 0.00010185 | 0.00010814 | 0.00015277
243.3 | 2.4962 | 0.00010157 | 0.00010785 | 0.00015236
243.4 | 2.4962 | 0.0001013 | 0.00010756 | 0.00015196
243.5 | 2.4962 | 0.00010103 | 0.00010728 | 0.00015155
243.6 | 2.4962 | 0.00010077 | 0.00010699 | 0.00015115
243.7 | 2.4962 | 0.0001005 | 0.00010671 | 0.00015075
243.8 | 2.4962 | 0.00010023 | 0.00010642 | 0.00015034
243.9 | 2.4963 | 9.9962e-05 | 0.00010614 | 0.00014994
244 | 2.4963 | 9.9696e-05 | 0.00010586 | 0.00014954
244.1 | 2.4963 | 9.9431e-05 | 0.00010558 | 0.00014915
244.2 | 2.4963 | 9.9166e-05 | 0.00010529 | 0.00014875
244.3 | 2.4963 | 9.8902e-05 | 0.00010501 | 0.00014835
244.4 | 2.4963 | 9.8638e-05 | 0.00010473 | 0.00014796
244.5 | 2.4963 | 9.8376e-05 | 0.00010446 | 0.00014756
244.6 | 2.4963 | 9.8114e-05 | 0.00010418 | 0.00014717
244.7 | 2.4963 | 9.7852e-05 | 0.0001039 | 0.00014678
244.8 | 2.4963 | 9.7592e-05 | 0.00010362 | 0.00014639
244.9 | 2.4964 | 9.7332e-05 | 0.00010335 | 0.000146
245 | 2.4964 | 9.7073e-05 | 0.00010307 | 0.00014561
245.1 | 2.4964 | 9.6814e-05 | 0.0001028 | 0.00014522
245.2 | 2.4964 | 9.6556e-05 | 0.00010252 | 0.00014483
245.3 | 2.4964 | 9.6299e-05 | 0.00010225 | 0.00014445
245.4 | 2.4964 | 9.6043e-05 | 0.00010198 | 0.00014406
245.5 | 2.4964 | 9.5787e-05 | 0.00010171 | 0.00014368
245.6 | 2.4964 | 9.5532e-05 | 0.00010144 | 0.0001433
245.7 | 2.4964 | 9.5278e-05 | 0.00010117 | 0.00014292
245.8 | 2.4964 | 9.5024e-05 | 0.0001009 | 0.00014254
245.9 | 2.4965 | 9.4771e-05 | 0.00010063 | 0.00014216
246 | 2.4965 | 9.4518e-05 | 0.00010036 | 0.00014178
246.1 | 2.4965 | 9.4267e-05 | 0.00010009 | 0.0001414
246.2 | 2.4965 | 9.4016e-05 | 9.9826e-05 | 0.00014102
246.3 | 2.4965 | 9.3765e-05 | 9.956e-05 | 0.00014065
246.4 | 2.4965 | 9.3516e-05 | 9.9295e-05 | 0.00014027
246.5 | 2.4965 | 9.3266e-05 | 9.903e-05 | 0.0001399
246.6 | 2.4965 | 9.3018e-05 | 9.8766e-05 | 0.00013953
246.7 | 2.4965 | 9.277e-05 | 9.8503e-05 | 0.00013916
246.8 | 2.4965 | 9.2523e-05 | 9.8241e-05 | 0.00013878
246.9 | 2.4965 | 9.2277e-05 | 9.7979e-05 | 0.00013842
247 | 2.4966 | 9.2031e-05 | 9.7719e-05 | 0.00013805
247.1 | 2.4966 | 9.1786e-05 | 9.7458e-05 | 0.00013768
247.2 | 2.4966 | 9.1542e-05 | 9.7199e-05 | 0.00013731
247.3 | 2.4966 | 9.1298e-05 | 9.694e-05 | 0.00013695
247.4 | 2.4966 | 9.1055e-05 | 9.6682e-05 | 0.00013658
247.5 | 2.4966 | 9.0812e-05 | 9.6424e-05 | 0.00013622
247.6 | 2.4966 | 9.057e-05 | 9.6167e-05 | 0.00013586
247.7 | 2.4966 | 9.0329e-05 | 9.5911e-05 | 0.00013549
247.8 | 2.4966 | 9.0089e-05 | 9.5656e-05 | 0.00013513
247.9 | 2.4966 | 8.9849e-05 | 9.5401e-05 | 0.00013477
248 | 2.4966 | 8.9609e-05 | 9.5147e-05 | 0.00013441
248.1 | 2.4967 | 8.9371e-05 | 9.4894e-05 | 0.00013406
248.2 | 2.4967 | 8.9133e-05 | 9.4641e-05 | 0.0001337
248.3 | 2.4967 | 8.8895e-05 | 9.4389e-05 | 0.00013334
248.4 | 2.4967 | 8.8659e-05 | 9.4138e-05 | 0.00013299
248.5 | 2.4967 | 8.8423e-05 | 9.3887e-05 | 0.00013263
248.6 | 2.4967 | 8.8187e-05 | 9.3637e-05 | 0.00013228
248.7 | 2.4967 | 8.7952e-05 | 9.3388e-05 | 0.00013193
248.8 | 2.4967 | 8.7718e-05 | 9.3139e-05 | 0.00013158
248.9 | 2.4967 | 8.7484e-05 | 9.2891e-05 | 0.00013123
249 | 2.4967 | 8.7251e-05 | 9.2643e-05 | 0.00013088
249.1 | 2.4967 | 8.7019e-05 | 9.2397e-05 | 0.00013053
249.2 | 2.4967 | 8.6787e-05 | 9.2151e-05 | 0.00013018
249.3 | 2.4968 | 8.6556e-05 | 9.1905e-05 | 0.00012983
249.4 | 2.4968 | 8.6326e-05 | 9.166e-05 | 0.00012949
249.5 | 2.4968 | 8.6096e-05 | 9.1416e-05 | 0.00012914
249.6 | 2.4968 | 8.5867e-05 | 9.1173e-05 | 0.0001288
249.7 | 2.4968 | 8.5638e-05 | 9.093e-05 | 0.00012846
249.8 | 2.4968 | 8.541e-05 | 9.0688e-05 | 0.00012811
249.9 | 2.4968 | 8.5182e-05 | 9.0446e-05 | 0.00012777
250 | 2.4968 | 8.4955e-05 | 9.0206e-05 | 0.00012743
250.1 | 2.4968 | 8.4729e-05 | 8.9965e-05 | 0.00012709
250.2 | 2.4968 | 8.4504e-05 | 8.9726e-05 | 0.00012676
250.3 | 2.4968 | 8.4279e-05 | 8.9487e-05 | 0.00012642
250.4 | 2.4969 | 8.4054e-05 | 8.9248e-05 | 0.00012608
250.5 | 2.4969 | 8.383e-05 | 8.9011e-05 | 0.00012575
250.6 | 2.4969 | 8.3607e-05 | 8.8774e-05 | 0.00012541
250.7 | 2.4969 | 8.3384e-05 | 8.8537e-05 | 0.00012508
250.8 | 2.4969 | 8.3162e-05 | 8.8302e-05 | 0.00012474
250.9 | 2.4969 | 8.2941e-05 | 8.8066e-05 | 0.00012441
251 | 2.4969 | 8.272e-05 | 8.7832e-05 | 0.00012408
251.1 | 2.4969 | 8.25e-05 | 8.7598e-05 | 0.00012375
251.2 | 2.4969 | 8.228e-05 | 8.7365e-05 | 0.00012342
251.3 | 2.4969 | 8.2061e-05 | 8.7132e-05 | 0.00012309
251.4 | 2.4969 | 8.1842e-05 | 8.69e-05 | 0.00012276
251.5 | 2.4969 | 8.1624e-05 | 8.6669e-05 | 0.00012244
251.6 | 2.497 | 8.1407e-05 | 8.6438e-05 | 0.00012211
251.7 | 2.497 | 8.119e-05 | 8.6208e-05 | 0.00012179
251.8 | 2.497 | 8.0974e-05 | 8.5978e-05 | 0.00012146
251.9 | 2.497 | 8.0758e-05 | 8.5749e-05 | 0.00012114
252 | 2.497 | 8.0543e-05 | 8.5521e-05 | 0.00012081
252.1 | 2.497 | 8.0329e-05 | 8.5293e-05 | 0.00012049
252.2 | 2.497 | 8.0115e-05 | 8.5066e-05 | 0.00012017
252.3 | 2.497 | 7.9901e-05 | 8.4839e-05 | 0.00011985
252.4 | 2.497 | 7.9689e-05 | 8.4613e-05 | 0.00011953
252.5 | 2.497 | 7.9476e-05 | 8.4388e-05 | 0.00011921
252.6 | 2.497 | 7.9265e-05 | 8.4163e-05 | 0.0001189
252.7 | 2.497 | 7.9054e-05 | 8.3939e-05 | 0.00011858
252.8 | 2.497 | 7.8843e-05 | 8.3716e-05 | 0.00011826
252.9 | 2.4971 | 7.8633e-05 | 8.3493e-05 | 0.00011795
253 | 2.4971 | 7.8424e-05 | 8.327e-05 | 0.00011764
253.1 | 2.4971 | 7.8215e-05 | 8.3048e-05 | 0.00011732
253.2 | 2.4971 | 7.8007e-05 | 8.2827e-05 | 0.00011701
253.3 | 2.4971 | 7.7799e-05 | 8.2607e-05 | 0.0001167
253.4 | 2.4971 | 7.7592e-05 | 8.2387e-05 | 0.00011639
253.5 | 2.4971 | 7.7385e-05 | 8.2167e-05 | 0.00011608
253.6 | 2.4971 | 7.7179e-05 | 8.1948e-05 | 0.00011577
253.7 | 2.4971 | 7.6973e-05 | 8.173e-05 | 0.00011546
253.8 | 2.4971 | 7.6768e-05 | 8.1513e-05 | 0.00011515
253.9 | 2.4971 | 7.6564e-05 | 8.1296e-05 | 0.00011485
254 | 2.4971 | 7.636e-05 | 8.1079e-05 | 0.00011454
254.1 | 2.4971 | 7.6157e-05 | 8.0863e-05 | 0.00011424
254.2 | 2.4972 | 7.5954e-05 | 8.0648e-05 | 0.00011393
254.3 | 2.4972 | 7.5752e-05 | 8.0433e-05 | 0.00011363
254.4 | 2.4972 | 7.555e-05 | 8.0219e-05 | 0.00011332
254.5 | 2.4972 | 7.5349e-05 | 8.0005e-05 | 0.00011302
254.6 | 2.4972 | 7.5148e-05 | 7.9792e-05 | 0.00011272
254.7 | 2.4972 | 7.4948e-05 | 7.958e-05 | 0.00011242
254.8 | 2.4972 | 7.4748e-05 | 7.9368e-05 | 0.00011212
254.9 | 2.4972 | 7.4549e-05 | 7.9156e-05 | 0.00011182
255 | 2.4972 | 7.4351e-05 | 7.8945e-05 | 0.00011153
255.1 | 2.4972 | 7.4153e-05 | 7.8735e-05 | 0.00011123
255.2 | 2.4972 | 7.3955e-05 | 7.8526e-05 | 0.00011093
255.3 | 2.4972 | 7.3758e-05 | 7.8316e-05 | 0.00011064
255.4 | 2.4972 | 7.3562e-05 | 7.8108e-05 | 0.00011034
255.5 | 2.4973 | 7.3366e-05 | 7.79e-05 | 0.00011005
255.6 | 2.4973 | 7.3171e-05 | 7.7692e-05 | 0.00010976
255.7 | 2.4973 | 7.2976e-05 | 7.7486e-05 | 0.00010946
255.8 | 2.4973 | 7.2781e-05 | 7.7279e-05 | 0.00010917
255.9 | 2.4973 | 7.2588e-05 | 7.7073e-05 | 0.00010888
256 | 2.4973 | 7.2394e-05 | 7.6868e-05 | 0.00010859
256.1 | 2.4973 | 7.2201e-05 | 7.6663e-05 | 0.0001083
256.2 | 2.4973 | 7.2009e-05 | 7.6459e-05 | 0.00010801
256.3 | 2.4973 | 7.1817e-05 | 7.6256e-05 | 0.00010773
256.4 | 2.4973 | 7.1626e-05 | 7.6053e-05 | 0.00010744
256.5 | 2.4973 | 7.1435e-05 | 7.585e-05 | 0.00010715
256.6 | 2.4973 | 7.1245e-05 | 7.5648e-05 | 0.00010687
256.7 | 2.4973 | 7.1055e-05 | 7.5447e-05 | 0.00010658
256.8 | 2.4973 | 7.0866e-05 | 7.5246e-05 | 0.0001063
256.9 | 2.4974 | 7.0678e-05 | 7.5045e-05 | 0.00010602
257 | 2.4974 | 7.0489e-05 | 7.4845e-05 | 0.00010573
257.1 | 2.4974 | 7.0302e-05 | 7.4646e-05 | 0.00010545
257.2 | 2.4974 | 7.0114e-05 | 7.4447e-05 | 0.00010517
257.3 | 2.4974 | 6.9928e-05 | 7.4249e-05 | 0.00010489
257.4 | 2.4974 | 6.9741e-05 | 7.4051e-05 | 0.00010461
257.5 | 2.4974 | 6.9556e-05 | 7.3854e-05 | 0.00010433
257.6 | 2.4974 | 6.937e-05 | 7.3657e-05 | 0.00010406
257.7 | 2.4974 | 6.9186e-05 | 7.3461e-05 | 0.00010378
257.8 | 2.4974 | 6.9001e-05 | 7.3266e-05 | 0.0001035
257.9 | 2.4974 | 6.8818e-05 | 7.307e-05 | 0.00010323
258 | 2.4974 | 6.8634e-05 | 7.2876e-05 | 0.00010295
258.1 | 2.4974 | 6.8452e-05 | 7.2682e-05 | 0.00010268
258.2 | 2.4974 | 6.8269e-05 | 7.2488e-05 | 0.0001024
258.3 | 2.4975 | 6.8088e-05 | 7.2295e-05 | 0.00010213
258.4 | 2.4975 | 6.7906e-05 | 7.2103e-05 | 0.00010186
258.5 | 2.4975 | 6.7725e-05 | 7.1911e-05 | 0.00010159
258.6 | 2.4975 | 6.7545e-05 | 7.1719e-05 | 0.00010132
258.7 | 2.4975 | 6.7365e-05 | 7.1528e-05 | 0.00010105
258.8 | 2.4975 | 6.7186e-05 | 7.1338e-05 | 0.00010078
258.9 | 2.4975 | 6.7007e-05 | 7.1148e-05 | 0.00010051
259 | 2.4975 | 6.6828e-05 | 7.0958e-05 | 0.00010024
259.1 | 2.4975 | 6.665e-05 | 7.0769e-05 | 9.9976e-05
259.2 | 2.4975 | 6.6473e-05 | 7.0581e-05 | 9.9709e-05
259.3 | 2.4975 | 6.6296e-05 | 7.0393e-05 | 9.9444e-05
259.4 | 2.4975 | 6.6119e-05 | 7.0205e-05 | 9.9179e-05
259.5 | 2.4975 | 6.5943e-05 | 7.0018e-05 | 9.8915e-05
259.6 | 2.4975 | 6.5768e-05 | 6.9832e-05 | 9.8651e-05
259.7 | 2.4975 | 6.5592e-05 | 6.9646e-05 | 9.8389e-05
259.8 | 2.4976 | 6.5418e-05 | 6.946e-05 | 9.8127e-05
259.9 | 2.4976 | 6.5244e-05 | 6.9275e-05 | 9.7865e-05
260 | 2.4976 | 6.507e-05 | 6.9091e-05 | 9.7605e-05
260.1 | 2.4976 | 6.4897e-05 | 6.8907e-05 | 9.7345e-05
260.2 | 2.4976 | 6.4724e-05 | 6.8723e-05 | 9.7086e-05
260.3 | 2.4976 | 6.4551e-05 | 6.854e-05 | 9.6827e-05
260.4 | 2.4976 | 6.4379e-05 | 6.8358e-05 | 9.6569e-05
260.5 | 2.4976 | 6.4208e-05 | 6.8176e-05 | 9.6312e-05
260.6 | 2.4976 | 6.4037e-05 | 6.7994e-05 | 9.6055e-05
260.7 | 2.4976 | 6.3866e-05 | 6.7813e-05 | 9.58e-05
260.8 | 2.4976 | 6.3696e-05 | 6.7633e-05 | 9.5545e-05
260.9 | 2.4976 | 6.3527e-05 | 6.7453e-05 | 9.529e-05
261 | 2.4976 | 6.3358e-05 | 6.7273e-05 | 9.5036e-05
261.1 | 2.4976 | 6.3189e-05 | 6.7094e-05 | 9.4783e-05
261.2 | 2.4976 | 6.3021e-05 | 6.6915e-05 | 9.4531e-05
261.3 | 2.4976 | 6.2853e-05 | 6.6737e-05 | 9.4279e-05
261.4 | 2.4977 | 6.2685e-05 | 6.6559e-05 | 9.4028e-05
261.5 | 2.4977 | 6.2518e-05 | 6.6382e-05 | 9.3778e-05
261.6 | 2.4977 | 6.2352e-05 | 6.6205e-05 | 9.3528e-05
261.7 | 2.4977 | 6.2186e-05 | 6.6029e-05 | 9.3279e-05
261.8 | 2.4977 | 6.202e-05 | 6.5853e-05 | 9.303e-05
261.9 | 2.4977 | 6.1855e-05 | 6.5678e-05 | 9.2783e-05
262 | 2.4977 | 6.169e-05 | 6.5503e-05 | 9.2536e-05
262.1 | 2.4977 | 6.1526e-05 | 6.5328e-05 | 9.2289e-05
262.2 | 2.4977 | 6.1362e-05 | 6.5154e-05 | 9.2043e-05
262.3 | 2.4977 | 6.1199e-05 | 6.4981e-05 | 9.1798e-05
262.4 | 2.4977 | 6.1036e-05 | 6.4808e-05 | 9.1554e-05
262.5 | 2.4977 | 6.0873e-05 | 6.4635e-05 | 9.131e-05
262.6 | 2.4977 | 6.0711e-05 | 6.4463e-05 | 9.1067e-05
262.7 | 2.4977 | 6.0549e-05 | 6.4291e-05 | 9.0824e-05
262.8 | 2.4977 | 6.0388e-05 | 6.412e-05 | 9.0582e-05
262.9 | 2.4977 | 6.0227e-05 | 6.3949e-05 | 9.0341e-05
263 | 2.4978 | 6.0067e-05 | 6.3779e-05 | 9.0101e-05
263.1 | 2.4978 | 5.9907e-05 | 6.3609e-05 | 8.9861e-05
263.2 | 2.4978 | 5.9747e-05 | 6.344e-05 | 8.9621e-05
263.3 | 2.4978 | 5.9588e-05 | 6.3271e-05 | 8.9383e-05
263.4 | 2.4978 | 5.943e-05 | 6.3102e-05 | 8.9145e-05
263.5 | 2.4978 | 5.9271e-05 | 6.2934e-05 | 8.8907e-05
263.6 | 2.4978 | 5.9114e-05 | 6.2767e-05 | 8.867e-05
263.7 | 2.4978 | 5.8956e-05 | 6.26e-05 | 8.8434e-05
263.8 | 2.4978 | 5.8799e-05 | 6.2433e-05 | 8.8199e-05
263.9 | 2.4978 | 5.8643e-05 | 6.2267e-05 | 8.7964e-05
264 | 2.4978 | 5.8486e-05 | 6.2101e-05 | 8.773e-05
264.1 | 2.4978 | 5.8331e-05 | 6.1935e-05 | 8.7496e-05
264.2 | 2.4978 | 5.8175e-05 | 6.177e-05 | 8.7263e-05
264.3 | 2.4978 | 5.802e-05 | 6.1606e-05 | 8.7031e-05
264.4 | 2.4978 | 5.7866e-05 | 6.1442e-05 | 8.6799e-05
264.5 | 2.4978 | 5.7712e-05 | 6.1278e-05 | 8.6568e-05
264.6 | 2.4978 | 5.7558e-05 | 6.1115e-05 | 8.6337e-05
264.7 | 2.4979 | 5.7405e-05 | 6.0952e-05 | 8.6107e-05
264.8 | 2.4979 | 5.7252e-05 | 6.079e-05 | 8.5878e-05
264.9 | 2.4979 | 5.7099e-05 | 6.0628e-05 | 8.5649e-05
265 | 2.4979 | 5.6947e-05 | 6.0467e-05 | 8.5421e-05
265.1 | 2.4979 | 5.6796e-05 | 6.0306e-05 | 8.5194e-05
265.2 | 2.4979 | 5.6644e-05 | 6.0145e-05 | 8.4967e-05
265.3 | 2.4979 | 5.6494e-05 | 5.9985e-05 | 8.474e-05
265.4 | 2.4979 | 5.6343e-05 | 5.9825e-05 | 8.4515e-05
265.5 | 2.4979 | 5.6193e-05 | 5.9666e-05 | 8.429e-05
265.6 | 2.4979 | 5.6043e-05 | 5.9507e-05 | 8.4065e-05
265.7 | 2.4979 | 5.5894e-05 | 5.9348e-05 | 8.3841e-05
265.8 | 2.4979 | 5.5745e-05 | 5.919e-05 | 8.3618e-05
265.9 | 2.4979 | 5.5597e-05 | 5.9033e-05 | 8.3395e-05
266 | 2.4979 | 5.5449e-05 | 5.8875e-05 | 8.3173e-05
266.1 | 2.4979 | 5.5301e-05 | 5.8719e-05 | 8.2952e-05
266.2 | 2.4979 | 5.5154e-05 | 5.8562e-05 | 8.2731e-05
266.3 | 2.4979 | 5.5007e-05 | 5.8406e-05 | 8.2511e-05
266.4 | 2.4979 | 5.4861e-05 | 5.8251e-05 | 8.2291e-05
266.5 | 2.498 | 5.4714e-05 | 5.8096e-05 | 8.2072e-05
266.6 | 2.498 | 5.4569e-05 | 5.7941e-05 | 8.1853e-05
266.7 | 2.498 | 5.4423e-05 | 5.7787e-05 | 8.1635e-05
266.8 | 2.498 | 5.4278e-05 | 5.7633e-05 | 8.1418e-05
266.9 | 2.498 | 5.4134e-05 | 5.7479e-05 | 8.1201e-05
267 | 2.498 | 5.399e-05 | 5.7326e-05 | 8.0985e-05
267.1 | 2.498 | 5.3846e-05 | 5.7174e-05 | 8.0769e-05
267.2 | 2.498 | 5.3703e-05 | 5.7021e-05 | 8.0554e-05
267.3 | 2.498 | 5.356e-05 | 5.6869e-05 | 8.0339e-05
267.4 | 2.498 | 5.3417e-05 | 5.6718e-05 | 8.0125e-05
267.5 | 2.498 | 5.3275e-05 | 5.6567e-05 | 7.9912e-05
267.6 | 2.498 | 5.3133e-05 | 5.6416e-05 | 7.9699e-05
267.7 | 2.498 | 5.2991e-05 | 5.6266e-05 | 7.9487e-05
267.8 | 2.498 | 5.285e-05 | 5.6116e-05 | 7.9275e-05
267.9 | 2.498 | 5.2709e-05 | 5.5967e-05 | 7.9064e-05
268 | 2.498 | 5.2569e-05 | 5.5818e-05 | 7.8854e-05
268.1 | 2.498 | 5.2429e-05 | 5.5669e-05 | 7.8644e-05
268.2 | 2.498 | 5.2289e-05 | 5.5521e-05 | 7.8434e-05
268.3 | 2.498 | 5.215e-05 | 5.5373e-05 | 7.8225e-05
268.4 | 2.4981 | 5.2011e-05 | 5.5225e-05 | 7.8017e-05
268.5 | 2.4981 | 5.1873e-05 | 5.5078e-05 | 7.7809e-05
268.6 | 2.4981 | 5.1735e-05 | 5.4932e-05 | 7.7602e-05
268.7 | 2.4981 | 5.1597e-05 | 5.4785e-05 | 7.7395e-05
268.8 | 2.4981 | 5.1459e-05 | 5.464e-05 | 7.7189e-05
268.9 | 2.4981 | 5.1322e-05 | 5.4494e-05 | 7.6984e-05
269 | 2.4981 | 5.1186e-05 | 5.4349e-05 | 7.6779e-05
269.1 | 2.4981 | 5.1049e-05 | 5.4204e-05 | 7.6574e-05
269.2 | 2.4981 | 5.0913e-05 | 5.406e-05 | 7.637e-05
269.3 | 2.4981 | 5.0778e-05 | 5.3916e-05 | 7.6167e-05
269.4 | 2.4981 | 5.0643e-05 | 5.3772e-05 | 7.5964e-05
269.5 | 2.4981 | 5.0508e-05 | 5.3629e-05 | 7.5762e-05
269.6 | 2.4981 | 5.0373e-05 | 5.3486e-05 | 7.556e-05
269.7 | 2.4981 | 5.0239e-05 | 5.3344e-05 | 7.5359e-05
269.8 | 2.4981 | 5.0105e-05 | 5.3202e-05 | 7.5158e-05
269.9 | 2.4981 | 4.9972e-05 | 5.306e-05 | 7.4958e-05
270 | 2.4981 | 4.9839e-05 | 5.2919e-05 | 7.4758e-05
270.1 | 2.4981 | 4.9706e-05 | 5.2778e-05 | 7.4559e-05
270.2 | 2.4981 | 4.9574e-05 | 5.2637e-05 | 7.4361e-05
270.3 | 2.4981 | 4.9442e-05 | 5.2497e-05 | 7.4163e-05
270.4 | 2.4982 | 4.931e-05 | 5.2357e-05 | 7.3965e-05
270.5 | 2.4982 | 4.9179e-05 | 5.2218e-05 | 7.3768e-05
270.6 | 2.4982 | 4.9048e-05 | 5.2079e-05 | 7.3572e-05
270.7 | 2.4982 | 4.8917e-05 | 5.194e-05 | 7.3376e-05
270.8 | 2.4982 | 4.8787e-05 | 5.1802e-05 | 7.318e-05
270.9 | 2.4982 | 4.8657e-05 | 5.1664e-05 | 7.2985e-05
271 | 2.4982 | 4.8527e-05 | 5.1526e-05 | 7.2791e-05
271.1 | 2.4982 | 4.8398e-05 | 5.1389e-05 | 7.2597e-05
271.2 | 2.4982 | 4.8269e-05 | 5.1252e-05 | 7.2404e-05
271.3 | 2.4982 | 4.8141e-05 | 5.1116e-05 | 7.2211e-05
271.4 | 2.4982 | 4.8012e-05 | 5.098e-05 | 7.2019e-05
271.5 | 2.4982 | 4.7885e-05 | 5.0844e-05 | 7.1827e-05
271.6 | 2.4982 | 4.7757e-05 | 5.0708e-05 | 7.1636e-05
271.7 | 2.4982 | 4.763e-05 | 5.0573e-05 | 7.1445e-05
271.8 | 2.4982 | 4.7503e-05 | 5.0439e-05 | 7.1255e-05
271.9 | 2.4982 | 4.7377e-05 | 5.0304e-05 | 7.1065e-05
272 | 2.4982 | 4.725e-05 | 5.017e-05 | 7.0876e-05
272.1 | 2.4982 | 4.7125e-05 | 5.0037e-05 | 7.0687e-05
272.2 | 2.4982 | 4.6999e-05 | 4.9903e-05 | 7.0499e-05
272.3 | 2.4982 | 4.6874e-05 | 4.9771e-05 | 7.0311e-05
272.4 | 2.4982 | 4.6749e-05 | 4.9638e-05 | 7.0124e-05
272.5 | 2.4983 | 4.6625e-05 | 4.9506e-05 | 6.9937e-05
272.6 | 2.4983 | 4.65e-05 | 4.9374e-05 | 6.9751e-05
272.7 | 2.4983 | 4.6377e-05 | 4.9243e-05 | 6.9565e-05
272.8 | 2.4983 | 4.6253e-05 | 4.9111e-05 | 6.938e-05
272.9 | 2.4983 | 4.613e-05 | 4.8981e-05 | 6.9195e-05
273 | 2.4983 | 4.6007e-05 | 4.885e-05 | 6.9011e-05
273.1 | 2.4983 | 4.5884e-05 | 4.872e-05 | 6.8827e-05
273.2 | 2.4983 | 4.5762e-05 | 4.859e-05 | 6.8643e-05
273.3 | 2.4983 | 4.564e-05 | 4.8461e-05 | 6.8461e-05
273.4 | 2.4983 | 4.5519e-05 | 4.8332e-05 | 6.8278e-05
273.5 | 2.4983 | 4.5398e-05 | 4.8203e-05 | 6.8096e-05
273.6 | 2.4983 | 4.5277e-05 | 4.8075e-05 | 6.7915e-05
273.7 | 2.4983 | 4.5156e-05 | 4.7947e-05 | 6.7734e-05
273.8 | 2.4983 | 4.5036e-05 | 4.7819e-05 | 6.7554e-05
273.9 | 2.4983 | 4.4916e-05 | 4.7692e-05 | 6.7374e-05
274 | 2.4983 | 4.4796e-05 | 4.7565e-05 | 6.7195e-05
274.1 | 2.4983 | 4.4677e-05 | 4.7438e-05 | 6.7016e-05
274.2 | 2.4983 | 4.4558e-05 | 4.7312e-05 | 6.6837e-05
274.3 | 2.4983 | 4.4439e-05 | 4.7186e-05 | 6.6659e-05
274.4 | 2.4983 | 4.4321e-05 | 4.706e-05 | 6.6482e-05
274.5 | 2.4983 | 4.4203e-05 | 4.6935e-05 | 6.6305e-05
274.6 | 2.4983 | 4.4085e-05 | 4.681e-05 | 6.6128e-05
274.7 | 2.4984 | 4.3968e-05 | 4.6685e-05 | 6.5952e-05
274.8 | 2.4984 | 4.3851e-05 | 4.6561e-05 | 6.5776e-05
274.9 | 2.4984 | 4.3734e-05 | 4.6437e-05 | 6.5601e-05
275 | 2.4984 | 4.3618e-05 | 4.6313e-05 | 6.5426e-05
275.1 | 2.4984 | 4.3501e-05 | 4.619e-05 | 6.5252e-05
275.2 | 2.4984 | 4.3386e-05 | 4.6067e-05 | 6.5078e-05
275.3 | 2.4984 | 4.327e-05 | 4.5944e-05 | 6.4905e-05
275.4 | 2.4984 | 4.3155e-05 | 4.5822e-05 | 6.4732e-05
275.5 | 2.4984 | 4.304e-05 | 4.57e-05 | 6.456e-05
275.6 | 2.4984 | 4.2925e-05 | 4.5578e-05 | 6.4388e-05
275.7 | 2.4984 | 4.2811e-05 | 4.5457e-05 | 6.4216e-05
275.8 | 2.4984 | 4.2697e-05 | 4.5336e-05 | 6.4045e-05
275.9 | 2.4984 | 4.2583e-05 | 4.5215e-05 | 6.3875e-05
276 | 2.4984 | 4.247e-05 | 4.5094e-05 | 6.3705e-05
276.1 | 2.4984 | 4.2357e-05 | 4.4974e-05 | 6.3535e-05
276.2 | 2.4984 | 4.2244e-05 | 4.4855e-05 | 6.3366e-05
276.3 | 2.4984 | 4.2131e-05 | 4.4735e-05 | 6.3197e-05
276.4 | 2.4984 | 4.2019e-05 | 4.4616e-05 | 6.3029e-05
276.5 | 2.4984 | 4.1907e-05 | 4.4497e-05 | 6.2861e-05
276.6 | 2.4984 | 4.1796e-05 | 4.4379e-05 | 6.2694e-05
276.7 | 2.4984 | 4.1684e-05 | 4.426e-05 | 6.2527e-05
276.8 | 2.4984 | 4.1573e-05 | 4.4143e-05 | 6.236e-05
276.9 | 2.4984 | 4.1463e-05 | 4.4025e-05 | 6.2194e-05
277 | 2.4985 | 4.1352e-05 | 4.3908e-05 | 6.2028e-05
277.1 | 2.4985 | 4.1242e-05 | 4.3791e-05 | 6.1863e-05
277.2 | 2.4985 | 4.1132e-05 | 4.3674e-05 | 6.1698e-05
277.3 | 2.4985 | 4.1023e-05 | 4.3558e-05 | 6.1534e-05
277.4 | 2.4985 | 4.0914e-05 | 4.3442e-05 | 6.137e-05
277.5 | 2.4985 | 4.0805e-05 | 4.3326e-05 | 6.1207e-05
277.6 | 2.4985 | 4.0696e-05 | 4.3211e-05 | 6.1044e-05
277.7 | 2.4985 | 4.0588e-05 | 4.3096e-05 | 6.0881e-05
277.8 | 2.4985 | 4.0479e-05 | 4.2981e-05 | 6.0719e-05
277.9 | 2.4985 | 4.0372e-05 | 4.2867e-05 | 6.0557e-05
278 | 2.4985 | 4.0264e-05 | 4.2752e-05 | 6.0396e-05
278.1 | 2.4985 | 4.0157e-05 | 4.2639e-05 | 6.0235e-05
278.2 | 2.4985 | 4.005e-05 | 4.2525e-05 | 6.0075e-05
278.3 | 2.4985 | 3.9943e-05 | 4.2412e-05 | 5.9915e-05
278.4 | 2.4985 | 3.9837e-05 | 4.2299e-05 | 5.9755e-05
278.5 | 2.4985 | 3.9731e-05 | 4.2186e-05 | 5.9596e-05
278.6 | 2.4985 | 3.9625e-05 | 4.2074e-05 | 5.9438e-05
278.7 | 2.4985 | 3.9519e-05 | 4.1962e-05 | 5.9279e-05
278.8 | 2.4985 | 3.9414e-05 | 4.185e-05 | 5.9121e-05
278.9 | 2.4985 | 3.9309e-05 | 4.1739e-05 | 5.8964e-05
279 | 2.4985 | 3.9205e-05 | 4.1627e-05 | 5.8807e-05
279.1 | 2.4985 | 3.91e-05 | 4.1517e-05 | 5.865e-05
279.2 | 2.4985 | 3.8996e-05 | 4.1406e-05 | 5.8494e-05
279.3 | 2.4985 | 3.8892e-05 | 4.1296e-05 | 5.8338e-05
279.4 | 2.4985 | 3.8789e-05 | 4.1186e-05 | 5.8183e-05
279.5 | 2.4986 | 3.8685e-05 | 4.1076e-05 | 5.8028e-05
279.6 | 2.4986 | 3.8582e-05 | 4.0967e-05 | 5.7873e-05
279.7 | 2.4986 | 3.848e-05 | 4.0858e-05 | 5.7719e-05
279.8 | 2.4986 | 3.8377e-05 | 4.0749e-05 | 5.7566e-05
279.9 | 2.4986 | 3.8275e-05 | 4.064e-05 | 5.7412e-05
280 | 2.4986 | 3.8173e-05 | 4.0532e-05 | 5.7259e-05
280.1 | 2.4986 | 3.8071e-05 | 4.0424e-05 | 5.7107e-05
280.2 | 2.4986 | 3.797e-05 | 4.0316e-05 | 5.6955e-05
280.3 | 2.4986 | 3.7869e-05 | 4.0209e-05 | 5.6803e-05
280.4 | 2.4986 | 3.7768e-05 | 4.0102e-05 | 5.6652e-05
280.5 | 2.4986 | 3.7667e-05 | 3.9995e-05 | 5.6501e-05
280.6 | 2.4986 | 3.7567e-05 | 3.9889e-05 | 5.6351e-05
280.7 | 2.4986 | 3.7467e-05 | 3.9782e-05 | 5.6201e-05
280.8 | 2.4986 | 3.7367e-05 | 3.9676e-05 | 5.6051e-05
280.9 | 2.4986 | 3.7268e-05 | 3.9571e-05 | 5.5902e-05
281 | 2.4986 | 3.7168e-05 | 3.9465e-05 | 5.5753e-05
281.1 | 2.4986 | 3.7069e-05 | 3.936e-05 | 5.5604e-05
281.2 | 2.4986 | 3.6971e-05 | 3.9255e-05 | 5.5456e-05
281.3 | 2.4986 | 3.6872e-05 | 3.9151e-05 | 5.5308e-05
281.4 | 2.4986 | 3.6774e-05 | 3.9047e-05 | 5.5161e-05
281.5 | 2.4986 | 3.6676e-05 | 3.8943e-05 | 5.5014e-05
281.6 | 2.4986 | 3.6579e-05 | 3.8839e-05 | 5.4868e-05
281.7 | 2.4986 | 3.6481e-05 | 3.8736e-05 | 5.4722e-05
281.8 | 2.4986 | 3.6384e-05 | 3.8632e-05 | 5.4576e-05
281.9 | 2.4986 | 3.6287e-05 | 3.853e-05 | 5.4431e-05
282 | 2.4986 | 3.619e-05 | 3.8427e-05 | 5.4286e-05
282.1 | 2.4986 | 3.6094e-05 | 3.8325e-05 | 5.4141e-05
282.2 | 2.4987 | 3.5998e-05 | 3.8222e-05 | 5.3997e-05
282.3 | 2.4987 | 3.5902e-05 | 3.8121e-05 | 5.3853e-05
282.4 | 2.4987 | 3.5806e-05 | 3.8019e-05 | 5.371e-05
282.5 | 2.4987 | 3.5711e-05 | 3.7918e-05 | 5.3567e-05
282.6 | 2.4987 | 3.5616e-05 | 3.7817e-05 | 5.3424e-05
282.7 | 2.4987 | 3.5521e-05 | 3.7716e-05 | 5.3282e-05
282.8 | 2.4987 | 3.5427e-05 | 3.7616e-05 | 5.314e-05
282.9 | 2.4987 | 3.5332e-05 | 3.7516e-05 | 5.2998e-05
283 | 2.4987 | 3.5238e-05 | 3.7416e-05 | 5.2857e-05
283.1 | 2.4987 | 3.5144e-05 | 3.7316e-05 | 5.2716e-05
283.2 | 2.4987 | 3.5051e-05 | 3.7217e-05 | 5.2576e-05
283.3 | 2.4987 | 3.4957e-05 | 3.7118e-05 | 5.2436e-05
283.4 | 2.4987 | 3.4864e-05 | 3.7019e-05 | 5.2296e-05
283.5 | 2.4987 | 3.4771e-05 | 3.692e-05 | 5.2157e-05
283.6 | 2.4987 | 3.4679e-05 | 3.6822e-05 | 5.2018e-05
283.7 | 2.4987 | 3.4586e-05 | 3.6724e-05 | 5.188e-05
283.8 | 2.4987 | 3.4494e-05 | 3.6626e-05 | 5.1741e-05
283.9 | 2.4987 | 3.4402e-05 | 3.6528e-05 | 5.1604e-05
284 | 2.4987 | 3.4311e-05 | 3.6431e-05 | 5.1466e-05
284.1 | 2.4987 | 3.4219e-05 | 3.6334e-05 | 5.1329e-05
284.2 | 2.4987 | 3.4128e-05 | 3.6237e-05 | 5.1192e-05
284.3 | 2.4987 | 3.4037e-05 | 3.6141e-05 | 5.1056e-05
284.4 | 2.4987 | 3.3947e-05 | 3.6045e-05 | 5.092e-05
284.5 | 2.4987 | 3.3856e-05 | 3.5949e-05 | 5.0785e-05
284.6 | 2.4987 | 3.3766e-05 | 3.5853e-05 | 5.0649e-05
284.7 | 2.4987 | 3.3676e-05 | 3.5757e-05 | 5.0514e-05
284.8 | 2.4987 | 3.3587e-05 | 3.5662e-05 | 5.038e-05
284.9 | 2.4987 | 3.3497e-05 | 3.5567e-05 | 5.0246e-05
285 | 2.4987 | 3.3408e-05 | 3.5472e-05 | 5.0112e-05
285.1 | 2.4988 | 3.3319e-05 | 3.5378e-05 | 4.9978e-05
285.2 | 2.4988 | 3.323e-05 | 3.5284e-05 | 4.9845e-05
285.3 | 2.4988 | 3.3142e-05 | 3.519e-05 | 4.9713e-05
285.4 | 2.4988 | 3.3053e-05 | 3.5096e-05 | 4.958e-05
285.5 | 2.4988 | 3.2965e-05 | 3.5003e-05 | 4.9448e-05
285.6 | 2.4988 | 3.2878e-05 | 3.4909e-05 | 4.9317e-05
285.7 | 2.4988 | 3.279e-05 | 3.4816e-05 | 4.9185e-05
285.8 | 2.4988 | 3.2703e-05 | 3.4724e-05 | 4.9054e-05
285.9 | 2.4988 | 3.2616e-05 | 3.4631e-05 | 4.8924e-05
286 | 2.4988 | 3.2529e-05 | 3.4539e-05 | 4.8793e-05
286.1 | 2.4988 | 3.2442e-05 | 3.4447e-05 | 4.8663e-05
286.2 | 2.4988 | 3.2356e-05 | 3.4355e-05 | 4.8534e-05
286.3 | 2.4988 | 3.227e-05 | 3.4264e-05 | 4.8404e-05
286.4 | 2.4988 | 3.2184e-05 | 3.4173e-05 | 4.8276e-05
286.5 | 2.4988 | 3.2098e-05 | 3.4082e-05 | 4.8147e-05
286.6 | 2.4988 | 3.2013e-05 | 3.3991e-05 | 4.8019e-05
286.7 | 2.4988 | 3.1927e-05 | 3.39e-05 | 4.7891e-05
286.8 | 2.4988 | 3.1842e-05 | 3.381e-05 | 4.7763e-05
286.9 | 2.4988 | 3.1757e-05 | 3.372e-05 | 4.7636e-05
287 | 2.4988 | 3.1673e-05 | 3.363e-05 | 4.7509e-05
287.1 | 2.4988 | 3.1589e-05 | 3.3541e-05 | 4.7383e-05
287.2 | 2.4988 | 3.1504e-05 | 3.3451e-05 | 4.7257e-05
287.3 | 2.4988 | 3.1421e-05 | 3.3362e-05 | 4.7131e-05
287.4 | 2.4988 | 3.1337e-05 | 3.3273e-05 | 4.7005e-05
287.5 | 2.4988 | 3.1253e-05 | 3.3185e-05 | 4.688e-05
287.6 | 2.4988 | 3.117e-05 | 3.3096e-05 | 4.6755e-05
287.7 | 2.4988 | 3.1087e-05 | 3.3008e-05 | 4.6631e-05
287.8 | 2.4988 | 3.1004e-05 | 3.292e-05 | 4.6507e-05
287.9 | 2.4988 | 3.0922e-05 | 3.2833e-05 | 4.6383e-05
288 | 2.4988 | 3.0839e-05 | 3.2745e-05 | 4.6259e-05
288.1 | 2.4988 | 3.0757e-05 | 3.2658e-05 | 4.6136e-05
288.2 | 2.4989 | 3.0675e-05 | 3.2571e-05 | 4.6013e-05
288.3 | 2.4989 | 3.0594e-05 | 3.2484e-05 | 4.5891e-05
288.4 | 2.4989 | 3.0512e-05 | 3.2398e-05 | 4.5768e-05
288.5 | 2.4989 | 3.0431e-05 | 3.2312e-05 | 4.5646e-05
288.6 | 2.4989 | 3.035e-05 | 3.2225e-05 | 4.5525e-05
288.7 | 2.4989 | 3.0269e-05 | 3.214e-05 | 4.5404e-05
288.8 | 2.4989 | 3.0188e-05 | 3.2054e-05 | 4.5283e-05
288.9 | 2.4989 | 3.0108e-05 | 3.1969e-05 | 4.5162e-05
289 | 2.4989 | 3.0028e-05 | 3.1884e-05 | 4.5042e-05
289.1 | 2.4989 | 2.9948e-05 | 3.1799e-05 | 4.4922e-05
289.2 | 2.4989 | 2.9868e-05 | 3.1714e-05 | 4.4802e-05
289.3 | 2.4989 | 2.9789e-05 | 3.163e-05 | 4.4683e-05
289.4 | 2.4989 | 2.9709e-05 | 3.1545e-05 | 4.4564e-05
289.5 | 2.4989 | 2.963e-05 | 3.1461e-05 | 4.4445e-05
289.6 | 2.4989 | 2.9551e-05 | 3.1377e-05 | 4.4327e-05
289.7 | 2.4989 | 2.9473e-05 | 3.1294e-05 | 4.4209e-05
289.8 | 2.4989 | 2.9394e-05 | 3.1211e-05 | 4.4091e-05
289.9 | 2.4989 | 2.9316e-05 | 3.1127e-05 | 4.3974e-05
290 | 2.4989 | 2.9238e-05 | 3.1045e-05 | 4.3857e-05
290.1 | 2.4989 | 2.916e-05 | 3.0962e-05 | 4.374e-05
290.2 | 2.4989 | 2.9082e-05 | 3.0879e-05 | 4.3623e-05
290.3 | 2.4989 | 2.9005e-05 | 3.0797e-05 | 4.3507e-05
290.4 | 2.4989 | 2.8928e-05 | 3.0715e-05 | 4.3391e-05
290.5 | 2.4989 | 2.885e-05 | 3.0633e-05 | 4.3276e-05
290.6 | 2.4989 | 2.8774e-05 | 3.0552e-05 | 4.3161e-05
290.7 | 2.4989 | 2.8697e-05 | 3.047e-05 | 4.3046e-05
290.8 | 2.4989 | 2.8621e-05 | 3.0389e-05 | 4.2931e-05
290.9 | 2.4989 | 2.8544e-05 | 3.0308e-05 | 4.2817e-05
291 | 2.4989 | 2.8468e-05 | 3.0228e-05 | 4.2703e-05
291.1 | 2.4989 | 2.8393e-05 | 3.0147e-05 | 4.2589e-05
291.2 | 2.4989 | 2.8317e-05 | 3.0067e-05 | 4.2475e-05
291.3 | 2.4989 | 2.8242e-05 | 2.9987e-05 | 4.2362e-05
291.4 | 2.4989 | 2.8166e-05 | 2.9907e-05 | 4.2249e-05
291.5 | 2.4989 | 2.8091e-05 | 2.9827e-05 | 4.2137e-05
291.6 | 2.499 | 2.8017e-05 | 2.9748e-05 | 4.2025e-05
291.7 | 2.499 | 2.7942e-05 | 2.9669e-05 | 4.1913e-05
291.8 | 2.499 | 2.7867e-05 | 2.959e-05 | 4.1801e-05
291.9 | 2.499 | 2.7793e-05 | 2.9511e-05 | 4.169e-05
292 | 2.499 | 2.7719e-05 | 2.9432e-05 | 4.1579e-05
292.1 | 2.499 | 2.7645e-05 | 2.9354e-05 | 4.1468e-05
292.2 | 2.499 | 2.7572e-05 | 2.9276e-05 | 4.1358e-05
292.3 | 2.499 | 2.7498e-05 | 2.9198e-05 | 4.1248e-05
292.4 | 2.499 | 2.7425e-05 | 2.912e-05 | 4.1138e-05
292.5 | 2.499 | 2.7352e-05 | 2.9042e-05 | 4.1028e-05
292.6 | 2.499 | 2.7279e-05 | 2.8965e-05 | 4.0919e-05
292.7 | 2.499 | 2.7207e-05 | 2.8888e-05 | 4.081e-05
292.8 | 2.499 | 2.7134e-05 | 2.8811e-05 | 4.0701e-05
292.9 | 2.499 | 2.7062e-05 | 2.8734e-05 | 4.0593e-05
293 | 2.499 | 2.699e-05 | 2.8658e-05 | 4.0485e-05
293.1 | 2.499 | 2.6918e-05 | 2.8581e-05 | 4.0377e-05
293.2 | 2.499 | 2.6846e-05 | 2.8505e-05 | 4.0269e-05
293.3 | 2.499 | 2.6775e-05 | 2.8429e-05 | 4.0162e-05
293.4 | 2.499 | 2.6703e-05 | 2.8354e-05 | 4.0055e-05
293.5 | 2.499 | 2.6632e-05 | 2.8278e-05 | 3.9949e-05
293.6 | 2.499 | 2.6561e-05 | 2.8203e-05 | 3.9842e-05
293.7 | 2.499 | 2.6491e-05 | 2.8128e-05 | 3.9736e-05
293.8 | 2.499 | 2.642e-05 | 2.8053e-05 | 3.963e-05
293.9 | 2.499 | 2.635e-05 | 2.7978e-05 | 3.9525e-05
294 | 2.499 | 2.628e-05 | 2.7904e-05 | 3.9419e-05
294.1 | 2.499 | 2.621e-05 | 2.7829e-05 | 3.9314e-05
294.2 | 2.499 | 2.614e-05 | 2.7755e-05 | 3.921e-05
294.3 | 2.499 | 2.607e-05 | 2.7681e-05 | 3.9105e-05
294.4 | 2.499 | 2.6001e-05 | 2.7608e-05 | 3.9001e-05
294.5 | 2.499 | 2.5932e-05 | 2.7534e-05 | 3.8897e-05
294.6 | 2.499 | 2.5862e-05 | 2.7461e-05 | 3.8794e-05
294.7 | 2.499 | 2.5794e-05 | 2.7388e-05 | 3.869e-05
294.8 | 2.499 | 2.5725e-05 | 2.7315e-05 | 3.8587e-05
294.9 | 2.499 | 2.5656e-05 | 2.7242e-05 | 3.8485e-05
295 | 2.499 | 2.5588e-05 | 2.7169e-05 | 3.8382e-05
295.1 | 2.499 | 2.552e-05 | 2.7097e-05 | 3.828e-05
295.2 | 2.499 | 2.5452e-05 | 2.7025e-05 | 3.8178e-05
295.3 | 2.499 | 2.5384e-05 | 2.6953e-05 | 3.8076e-05
295.4 | 2.4991 | 2.5317e-05 | 2.6881e-05 | 3.7975e-05
295.5 | 2.4991 | 2.5249e-05 | 2.681e-05 | 3.7874e-05
295.6 | 2.4991 | 2.5182e-05 | 2.6738e-05 | 3.7773e-05
295.7 | 2.4991 | 2.5115e-05 | 2.6667e-05 | 3.7672e-05
295.8 | 2.4991 | 2.5048e-05 | 2.6596e-05 | 3.7572e-05
295.9 | 2.4991 | 2.4981e-05 | 2.6525e-05 | 3.7472e-05
296 | 2.4991 | 2.4915e-05 | 2.6454e-05 | 3.7372e-05
296.1 | 2.4991 | 2.4848e-05 | 2.6384e-05 | 3.7273e-05
296.2 | 2.4991 | 2.4782e-05 | 2.6314e-05 | 3.7173e-05
296.3 | 2.4991 | 2.4716e-05 | 2.6244e-05 | 3.7074e-05
296.4 | 2.4991 | 2.465e-05 | 2.6174e-05 | 3.6976e-05
296.5 | 2.4991 | 2.4585e-05 | 2.6104e-05 | 3.6877e-05
296.6 | 2.4991 | 2.4519e-05 | 2.6035e-05 | 3.6779e-05
296.7 | 2.4991 | 2.4454e-05 | 2.5965e-05 | 3.6681e-05
296.8 | 2.4991 | 2.4389e-05 | 2.5896e-05 | 3.6583e-05
296.9 | 2.4991 | 2.4324e-05 | 2.5827e-05 | 3.6486e-05
297 | 2.4991 | 2.4259e-05 | 2.5758e-05 | 3.6389e-05
297.1 | 2.4991 | 2.4195e-05 | 2.569e-05 | 3.6292e-05
297.2 | 2.4991 | 2.413e-05 | 2.5621e-05 | 3.6195e-05
297.3 | 2.4991 | 2.4066e-05 | 2.5553e-05 | 3.6099e-05
297.4 | 2.4991 | 2.4002e-05 | 2.5485e-05 | 3.6003e-05
297.5 | 2.4991 | 2.3938e-05 | 2.5417e-05 | 3.5907e-05
297.6 | 2.4991 | 2.3874e-05 | 2.5349e-05 | 3.5811e-05
297.7 | 2.4991 | 2.3811e-05 | 2.5282e-05 | 3.5716e-05
297.8 | 2.4991 | 2.3747e-05 | 2.5215e-05 | 3.5621e-05
297.9 | 2.4991 | 2.3684e-05 | 2.5147e-05 | 3.5526e-05
298 | 2.4991 | 2.3621e-05 | 2.5081e-05 | 3.5431e-05
298.1 | 2.4991 | 2.3558e-05 | 2.5014e-05 | 3.5337e-05
298.2 | 2.4991 | 2.3495e-05 | 2.4947e-05 | 3.5243e-05
298.3 | 2.4991 | 2.3433e-05 | 2.4881e-05 | 3.5149e-05
298.4 | 2.4991 | 2.337e-05 | 2.4814e-05 | 3.5055e-05
298.5 | 2.4991 | 2.3308e-05 | 2.4748e-05 | 3.4962e-05
298.6 | 2.4991 | 2.3246e-05 | 2.4682e-05 | 3.4869e-05
298.7 | 2.4991 | 2.3184e-05 | 2.4617e-05 | 3.4776e-05
298.8 | 2.4991 | 2.3122e-05 | 2.4551e-05 | 3.4683e-05
298.9 | 2.4991 | 2.3061e-05 | 2.4486e-05 | 3.4591e-05
299 | 2.4991 | 2.2999e-05 | 2.4421e-05 | 3.4499e-05
299.1 | 2.4991 | 2.2938e-05 | 2.4355e-05 | 3.4407e-05
299.2 | 2.4991 | 2.2877e-05 | 2.4291e-05 | 3.4315e-05
299.3 | 2.4991 | 2.2816e-05 | 2.4226e-05 | 3.4224e-05
299.4 | 2.4991 | 2.2755e-05 | 2.4161e-05 | 3.4133e-05
299.5 | 2.4992 | 2.2695e-05 | 2.4097e-05 | 3.4042e-05
299.6 | 2.4992 | 2.2634e-05 | 2.4033e-05 | 3.3951e-05
299.7 | 2.4992 | 2.2574e-05 | 2.3969e-05 | 3.3861e-05
299.8 | 2.4992 | 2.2514e-05 | 2.3905e-05 | 3.3771e-05
299.9 | 2.4992 | 2.2454e-05 | 2.3841e-05 | 3.3681e-05
300 | 2.4992 | 2.2394e-05 | 2.3778e-05 | 3.3591e-05
300.1 | 2.4992 | 2.2334e-05 | 2.3715e-05 | 3.3502e-05
300.2 | 2.4992 | 2.2275e-05 | 2.3651e-05 | 3.3412e-05
300.3 | 2.4992 | 2.2216e-05 | 2.3588e-05 | 3.3323e-05
300.4 | 2.4992 | 2.2156e-05 | 2.3526e-05 | 3.3235e-05
300.5 | 2.4992 | 2.2097e-05 | 2.3463e-05 | 3.3146e-05
300.6 | 2.4992 | 2.2039e-05 | 2.3401e-05 | 3.3058e-05
300.7 | 2.4992 | 2.198e-05 | 2.3338e-05 | 3.297e-05
300.8 | 2.4992 | 2.1921e-05 | 2.3276e-05 | 3.2882e-05
300.9 | 2.4992 | 2.1863e-05 | 2.3214e-05 | 3.2794e-05
301 | 2.4992 | 2.1805e-05 | 2.3152e-05 | 3.2707e-05
301.1 | 2.4992 | 2.1747e-05 | 2.3091e-05 | 3.262e-05
301.2 | 2.4992 | 2.1689e-05 | 2.3029e-05 | 3.2533e-05
301.3 | 2.4992 | 2.1631e-05 | 2.2968e-05 | 3.2446e-05
301.4 | 2.4992 | 2.1573e-05 | 2.2907e-05 | 3.236e-05
301.5 | 2.4992 | 2.1516e-05 | 2.2846e-05 | 3.2274e-05
301.6 | 2.4992 | 2.1459e-05 | 2.2785e-05 | 3.2188e-05
301.7 | 2.4992 | 2.1401e-05 | 2.2724e-05 | 3.2102e-05
301.8 | 2.4992 | 2.1344e-05 | 2.2664e-05 | 3.2017e-05
301.9 | 2.4992 | 2.1288e-05 | 2.2603e-05 | 3.1931e-05
302 | 2.4992 | 2.1231e-05 | 2.2543e-05 | 3.1846e-05
302.1 | 2.4992 | 2.1174e-05 | 2.2483e-05 | 3.1762e-05
302.2 | 2.4992 | 2.1118e-05 | 2.2423e-05 | 3.1677e-05
302.3 | 2.4992 | 2.1062e-05 | 2.2363e-05 | 3.1593e-05
302.4 | 2.4992 | 2.1006e-05 | 2.2304e-05 | 3.1509e-05
302.5 | 2.4992 | 2.095e-05 | 2.2244e-05 | 3.1425e-05
302.6 | 2.4992 | 2.0894e-05 | 2.2185e-05 | 3.1341e-05
302.7 | 2.4992 | 2.0838e-05 | 2.2126e-05 | 3.1257e-05
302.8 | 2.4992 | 2.0783e-05 | 2.2067e-05 | 3.1174e-05
302.9 | 2.4992 | 2.0727e-05 | 2.2008e-05 | 3.1091e-05
303 | 2.4992 | 2.0672e-05 | 2.195e-05 | 3.1008e-05
303.1 | 2.4992 | 2.0617e-05 | 2.1891e-05 | 3.0926e-05
303.2 | 2.4992 | 2.0562e-05 | 2.1833e-05 | 3.0843e-05
303.3 | 2.4992 | 2.0508e-05 | 2.1775e-05 | 3.0761e-05
303.4 | 2.4992 | 2.0453e-05 | 2.1717e-05 | 3.0679e-05
303.5 | 2.4992 | 2.0398e-05 | 2.1659e-05 | 3.0598e-05
303.6 | 2.4992 | 2.0344e-05 | 2.1601e-05 | 3.0516e-05
303.7 | 2.4992 | 2.029e-05 | 2.1544e-05 | 3.0435e-05
303.8 | 2.4992 | 2.0236e-05 | 2.1486e-05 | 3.0354e-05
303.9 | 2.4992 | 2.0182e-05 | 2.1429e-05 | 3.0273e-05
304 | 2.4992 | 2.0128e-05 | 2.1372e-05 | 3.0192e-05
304.1 | 2.4992 | 2.0075e-05 | 2.1315e-05 | 3.0112e-05
304.2 | 2.4993 | 2.0021e-05 | 2.1259e-05 | 3.0032e-05
304.3 | 2.4993 | 1.9968e-05 | 2.1202e-05 | 2.9952e-05
304.4 | 2.4993 | 1.9915e-05 | 2.1145e-05 | 2.9872e-05
304.5 | 2.4993 | 1.9862e-05 | 2.1089e-05 | 2.9793e-05
304.6 | 2.4993 | 1.9809e-05 | 2.1033e-05 | 2.9713e-05
304.7 | 2.4993 | 1.9756e-05 | 2.0977e-05 | 2.9634e-05
304.8 | 2.4993 | 1.9703e-05 | 2.0921e-05 | 2.9555e-05
304.9 | 2.4993 | 1.9651e-05 | 2.0865e-05 | 2.9476e-05
305 | 2.4993 | 1.9599e-05 | 2.081e-05 | 2.9398e-05
305.1 | 2.4993 | 1.9546e-05 | 2.0754e-05 | 2.932e-05
305.2 | 2.4993 | 1.9494e-05 | 2.0699e-05 | 2.9242e-05
305.3 | 2.4993 | 1.9442e-05 | 2.0644e-05 | 2.9164e-05
305.4 | 2.4993 | 1.9391e-05 | 2.0589e-05 | 2.9086e-05
305.5 | 2.4993 | 1.9339e-05 | 2.0534e-05 | 2.9009e-05
305.6 | 2.4993 | 1.9288e-05 | 2.0479e-05 | 2.8931e-05
305.7 | 2.4993 | 1.9236e-05 | 2.0425e-05 | 2.8854e-05
305.8 | 2.4993 | 1.9185e-05 | 2.0371e-05 | 2.8777e-05
305.9 | 2.4993 | 1.9134e-05 | 2.0316e-05 | 2.8701e-05
306 | 2.4993 | 1.9083e-05 | 2.0262e-05 | 2.8624e-05
306.1 | 2.4993 | 1.9032e-05 | 2.0208e-05 | 2.8548e-05
306.2 | 2.4993 | 1.8981e-05 | 2.0154e-05 | 2.8472e-05
306.3 | 2.4993 | 1.8931e-05 | 2.0101e-05 | 2.8396e-05
306.4 | 2.4993 | 1.888e-05 | 2.0047e-05 | 2.8321e-05
306.5 | 2.4993 | 1.883e-05 | 1.9994e-05 | 2.8245e-05
306.6 | 2.4993 | 1.878e-05 | 1.9941e-05 | 2.817e-05
306.7 | 2.4993 | 1.873e-05 | 1.9887e-05 | 2.8095e-05
306.8 | 2.4993 | 1.868e-05 | 1.9835e-05 | 2.802e-05
306.9 | 2.4993 | 1.863e-05 | 1.9782e-05 | 2.7946e-05
307 | 2.4993 | 1.8581e-05 | 1.9729e-05 | 2.7871e-05
307.1 | 2.4993 | 1.8531e-05 | 1.9676e-05 | 2.7797e-05
307.2 | 2.4993 | 1.8482e-05 | 1.9624e-05 | 2.7723e-05
307.3 | 2.4993 | 1.8433e-05 | 1.9572e-05 | 2.7649e-05
307.4 | 2.4993 | 1.8384e-05 | 1.952e-05 | 2.7575e-05
307.5 | 2.4993 | 1.8335e-05 | 1.9468e-05 | 2.7502e-05
307.6 | 2.4993 | 1.8286e-05 | 1.9416e-05 | 2.7429e-05
307.7 | 2.4993 | 1.8237e-05 | 1.9364e-05 | 2.7356e-05
307.8 | 2.4993 | 1.8189e-05 | 1.9313e-05 | 2.7283e-05
307.9 | 2.4993 | 1.814e-05 | 1.9261e-05 | 2.721e-05
308 | 2.4993 | 1.8092e-05 | 1.921e-05 | 2.7138e-05
308.1 | 2.4993 | 1.8044e-05 | 1.9159e-05 | 2.7065e-05
308.2 | 2.4993 | 1.7996e-05 | 1.9108e-05 | 2.6993e-05
308.3 | 2.4993 | 1.7948e-05 | 1.9057e-05 | 2.6922e-05
308.4 | 2.4993 | 1.79e-05 | 1.9006e-05 | 2.685e-05
308.5 | 2.4993 | 1.7852e-05 | 1.8955e-05 | 2.6778e-05
308.6 | 2.4993 | 1.7805e-05 | 1.8905e-05 | 2.6707e-05
308.7 | 2.4993 | 1.7757e-05 | 1.8855e-05 | 2.6636e-05
308.8 | 2.4993 | 1.771e-05 | 1.8804e-05 | 2.6565e-05
308.9 | 2.4993 | 1.7663e-05 | 1.8754e-05 | 2.6494e-05
309 | 2.4993 | 1.7616e-05 | 1.8704e-05 | 2.6424e-05
309.1 | 2.4993 | 1.7569e-05 | 1.8655e-05 | 2.6353e-05
309.2 | 2.4993 | 1.7522e-05 | 1.8605e-05 | 2.6283e-05
309.3 | 2.4993 | 1.7475e-05 | 1.8555e-05 | 2.6213e-05
309.4 | 2.4993 | 1.7429e-05 | 1.8506e-05 | 2.6143e-05
309.5 | 2.4993 | 1.7382e-05 | 1.8457e-05 | 2.6074e-05
309.6 | 2.4994 | 1.7336e-05 | 1.8407e-05 | 2.6004e-05
309.7 | 2.4994 | 1.729e-05 | 1.8358e-05 | 2.5935e-05
309.8 | 2.4994 | 1.7244e-05 | 1.831e-05 | 2.5866e-05
309.9 | 2.4994 | 1.7198e-05 | 1.8261e-05 | 2.5797e-05
310 | 2.4994 | 1.7152e-05 | 1.8212e-05 | 2.5728e-05
310.1 | 2.4994 | 1.7107e-05 | 1.8164e-05 | 2.566e-05
310.2 | 2.4994 | 1.7061e-05 | 1.8115e-05 | 2.5591e-05
310.3 | 2.4994 | 1.7016e-05 | 1.8067e-05 | 2.5523e-05
310.4 | 2.4994 | 1.697e-05 | 1.8019e-05 | 2.5455e-05
310.5 | 2.4994 | 1.6925e-05 | 1.7971e-05 | 2.5388e-05
310.6 | 2.4994 | 1.688e-05 | 1.7923e-05 | 2.532e-05
310.7 | 2.4994 | 1.6835e-05 | 1.7875e-05 | 2.5253e-05
310.8 | 2.4994 | 1.679e-05 | 1.7828e-05 | 2.5185e-05
310.9 | 2.4994 | 1.6745e-05 | 1.778e-05 | 2.5118e-05
311 | 2.4994 | 1.6701e-05 | 1.7733e-05 | 2.5051e-05
311.1 | 2.4994 | 1.6656e-05 | 1.7686e-05 | 2.4985e-05
311.2 | 2.4994 | 1.6612e-05 | 1.7639e-05 | 2.4918e-05
311.3 | 2.4994 | 1.6568e-05 | 1.7592e-05 | 2.4852e-05
311.4 | 2.4994 | 1.6524e-05 | 1.7545e-05 | 2.4786e-05
311.5 | 2.4994 | 1.648e-05 | 1.7498e-05 | 2.472e-05
311.6 | 2.4994 | 1.6436e-05 | 1.7451e-05 | 2.4654e-05
311.7 | 2.4994 | 1.6392e-05 | 1.7405e-05 | 2.4588e-05
311.8 | 2.4994 | 1.6348e-05 | 1.7359e-05 | 2.4523e-05
311.9 | 2.4994 | 1.6305e-05 | 1.7312e-05 | 2.4457e-05
312 | 2.4994 | 1.6261e-05 | 1.7266e-05 | 2.4392e-05
312.1 | 2.4994 | 1.6218e-05 | 1.722e-05 | 2.4327e-05
312.2 | 2.4994 | 1.6175e-05 | 1.7174e-05 | 2.4262e-05
312.3 | 2.4994 | 1.6132e-05 | 1.7129e-05 | 2.4198e-05
312.4 | 2.4994 | 1.6089e-05 | 1.7083e-05 | 2.4133e-05
312.5 | 2.4994 | 1.6046e-05 | 1.7038e-05 | 2.4069e-05
312.6 | 2.4994 | 1.6003e-05 | 1.6992e-05 | 2.4005e-05
312.7 | 2.4994 | 1.5961e-05 | 1.6947e-05 | 2.3941e-05
312.8 | 2.4994 | 1.5918e-05 | 1.6902e-05 | 2.3877e-05
312.9 | 2.4994 | 1.5876e-05 | 1.6857e-05 | 2.3814e-05
313 | 2.4994 | 1.5833e-05 | 1.6812e-05 | 2.375e-05
313.1 | 2.4994 | 1.5791e-05 | 1.6767e-05 | 2.3687e-05
313.2 | 2.4994 | 1.5749e-05 | 1.6723e-05 | 2.3624e-05
313.3 | 2.4994 | 1.5707e-05 | 1.6678e-05 | 2.3561e-05
313.4 | 2.4994 | 1.5665e-05 | 1.6634e-05 | 2.3498e-05
313.5 | 2.4994 | 1.5624e-05 | 1.6589e-05 | 2.3436e-05
313.6 | 2.4994 | 1.5582e-05 | 1.6545e-05 | 2.3373e-05
313.7 | 2.4994 | 1.5541e-05 | 1.6501e-05 | 2.3311e-05
313.8 | 2.4994 | 1.5499e-05 | 1.6457e-05 | 2.3249e-05
313.9 | 2.4994 | 1.5458e-05 | 1.6413e-05 | 2.3187e-05
314 | 2.4994 | 1.5417e-05 | 1.637e-05 | 2.3125e-05
314.1 | 2.4994 | 1.5376e-05 | 1.6326e-05 | 2.3064e-05
314.2 | 2.4994 | 1.5335e-05 | 1.6283e-05 | 2.3002e-05
314.3 | 2.4994 | 1.5294e-05 | 1.6239e-05 | 2.2941e-05
314.4 | 2.4994 | 1.5253e-05 | 1.6196e-05 | 2.288e-05
314.5 | 2.4994 | 1.5213e-05 | 1.6153e-05 | 2.2819e-05
314.6 | 2.4994 | 1.5172e-05 | 1.611e-05 | 2.2758e-05
314.7 | 2.4994 | 1.5132e-05 | 1.6067e-05 | 2.2698e-05
314.8 | 2.4994 | 1.5091e-05 | 1.6024e-05 | 2.2637e-05
314.9 | 2.4994 | 1.5051e-05 | 1.5981e-05 | 2.2577e-05
315 | 2.4994 | 1.5011e-05 | 1.5939e-05 | 2.2517e-05
315.1 | 2.4994 | 1.4971e-05 | 1.5896e-05 | 2.2457e-05
315.2 | 2.4994 | 1.4931e-05 | 1.5854e-05 | 2.2397e-05
315.3 | 2.4994 | 1.4892e-05 | 1.5812e-05 | 2.2337e-05
315.4 | 2.4994 | 1.4852e-05 | 1.577e-05 | 2.2278e-05
315.5 | 2.4994 | 1.4812e-05 | 1.5728e-05 | 2.2219e-05
315.6 | 2.4994 | 1.4773e-05 | 1.5686e-05 | 2.2159e-05
315.7 | 2.4994 | 1.4734e-05 | 1.5644e-05 | 2.21e-05
315.8 | 2.4994 | 1.4694e-05 | 1.5602e-05 | 2.2041e-05
315.9 | 2.4995 | 1.4655e-05 | 1.5561e-05 | 2.1983e-05
316 | 2.4995 | 1.4616e-05 | 1.5519e-05 | 2.1924e-05
316.1 | 2.4995 | 1.4577e-05 | 1.5478e-05 | 2.1866e-05
316.2 | 2.4995 | 1.4538e-05 | 1.5437e-05 | 2.1808e-05
316.3 | 2.4995 | 1.45e-05 | 1.5396e-05 | 2.175e-05
316.4 | 2.4995 | 1.4461e-05 | 1.5355e-05 | 2.1692e-05
316.5 | 2.4995 | 1.4423e-05 | 1.5314e-05 | 2.1634e-05
316.6 | 2.4995 | 1.4384e-05 | 1.5273e-05 | 2.1576e-05
316.7 | 2.4995 | 1.4346e-05 | 1.5232e-05 | 2.1519e-05
316.8 | 2.4995 | 1.4308e-05 | 1.5192e-05 | 2.1461e-05
316.9 | 2.4995 | 1.427e-05 | 1.5151e-05 | 2.1404e-05
317 | 2.4995 | 1.4232e-05 | 1.5111e-05 | 2.1347e-05
317.1 | 2.4995 | 1.4194e-05 | 1.5071e-05 | 2.129e-05
317.2 | 2.4995 | 1.4156e-05 | 1.5031e-05 | 2.1234e-05
317.3 | 2.4995 | 1.4118e-05 | 1.4991e-05 | 2.1177e-05
317.4 | 2.4995 | 1.4081e-05 | 1.4951e-05 | 2.1121e-05
317.5 | 2.4995 | 1.4043e-05 | 1.4911e-05 | 2.1065e-05
317.6 | 2.4995 | 1.4006e-05 | 1.4871e-05 | 2.1008e-05
317.7 | 2.4995 | 1.3968e-05 | 1.4832e-05 | 2.0953e-05
317.8 | 2.4995 | 1.3931e-05 | 1.4792e-05 | 2.0897e-05
317.9 | 2.4995 | 1.3894e-05 | 1.4753e-05 | 2.0841e-05
318 | 2.4995 | 1.3857e-05 | 1.4713e-05 | 2.0786e-05
318.1 | 2.4995 | 1.382e-05 | 1.4674e-05 | 2.073e-05
318.2 | 2.4995 | 1.3783e-05 | 1.4635e-05 | 2.0675e-05
318.3 | 2.4995 | 1.3747e-05 | 1.4596e-05 | 2.062e-05
318.4 | 2.4995 | 1.371e-05 | 1.4557e-05 | 2.0565e-05
318.5 | 2.4995 | 1.3674e-05 | 1.4519e-05 | 2.051e-05
318.6 | 2.4995 | 1.3637e-05 | 1.448e-05 | 2.0456e-05
318.7 | 2.4995 | 1.3601e-05 | 1.4441e-05 | 2.0401e-05
318.8 | 2.4995 | 1.3565e-05 | 1.4403e-05 | 2.0347e-05
318.9 | 2.4995 | 1.3528e-05 | 1.4364e-05 | 2.0293e-05
319 | 2.4995 | 1.3492e-05 | 1.4326e-05 | 2.0239e-05
319.1 | 2.4995 | 1.3456e-05 | 1.4288e-05 | 2.0185e-05
319.2 | 2.4995 | 1.3421e-05 | 1.425e-05 | 2.0131e-05
319.3 | 2.4995 | 1.3385e-05 | 1.4212e-05 | 2.0077e-05
319.4 | 2.4995 | 1.3349e-05 | 1.4174e-05 | 2.0024e-05
319.5 | 2.4995 | 1.3314e-05 | 1.4136e-05 | 1.9971e-05
319.6 | 2.4995 | 1.3278e-05 | 1.4099e-05 | 1.9917e-05
319.7 | 2.4995 | 1.3243e-05 | 1.4061e-05 | 1.9864e-05
319.8 | 2.4995 | 1.3208e-05 | 1.4024e-05 | 1.9811e-05
319.9 | 2.4995 | 1.3172e-05 | 1.3986e-05 | 1.9759e-05
320 | 2.4995 | 1.3137e-05 | 1.3949e-05 | 1.9706e-05
320.1 | 2.4995 | 1.3102e-05 | 1.3912e-05 | 1.9654e-05
320.2 | 2.4995 | 1.3067e-05 | 1.3875e-05 | 1.9601e-05
320.3 | 2.4995 | 1.3033e-05 | 1.3838e-05 | 1.9549e-05
320.4 | 2.4995 | 1.2998e-05 | 1.3801e-05 | 1.9497e-05
320.5 | 2.4995 | 1.2963e-05 | 1.3764e-05 | 1.9445e-05
320.6 | 2.4995 | 1.2929e-05 | 1.3728e-05 | 1.9393e-05
320.7 | 2.4995 | 1.2894e-05 | 1.3691e-05 | 1.9342e-05
320.8 | 2.4995 | 1.286e-05 | 1.3655e-05 | 1.929e-05
320.9 | 2.4995 | 1.2826e-05 | 1.3618e-05 | 1.9239e-05
321 | 2.4995 | 1.2792e-05 | 1.3582e-05 | 1.9188e-05
321.1 | 2.4995 | 1.2758e-05 | 1.3546e-05 | 1.9136e-05
321.2 | 2.4995 | 1.2724e-05 | 1.351e-05 | 1.9085e-05
321.3 | 2.4995 | 1.269e-05 | 1.3474e-05 | 1.9035e-05
321.4 | 2.4995 | 1.2656e-05 | 1.3438e-05 | 1.8984e-05
321.5 | 2.4995 | 1.2622e-05 | 1.3402e-05 | 1.8933e-05
321.6 | 2.4995 | 1.2589e-05 | 1.3367e-05 | 1.8883e-05
321.7 | 2.4995 | 1.2555e-05 | 1.3331e-05 | 1.8833e-05
321.8 | 2.4995 | 1.2522e-05 | 1.3295e-05 | 1.8783e-05
321.9 | 2.4995 | 1.2488e-05 | 1.326e-05 | 1.8732e-05
322 | 2.4995 | 1.2455e-05 | 1.3225e-05 | 1.8683e-05
322.1 | 2.4995 | 1.2422e-05 | 1.319e-05 | 1.8633e-05
322.2 | 2.4995 | 1.2389e-05 | 1.3154e-05 | 1.8583e-05
322.3 | 2.4995 | 1.2356e-05 | 1.3119e-05 | 1.8534e-05
322.4 | 2.4995 | 1.2323e-05 | 1.3084e-05 | 1.8484e-05
322.5 | 2.4995 | 1.229e-05 | 1.305e-05 | 1.8435e-05
322.6 | 2.4995 | 1.2257e-05 | 1.3015e-05 | 1.8386e-05
322.7 | 2.4995 | 1.2225e-05 | 1.298e-05 | 1.8337e-05
322.8 | 2.4995 | 1.2192e-05 | 1.2946e-05 | 1.8288e-05
322.9 | 2.4995 | 1.216e-05 | 1.2911e-05 | 1.824e-05
323 | 2.4995 | 1.2127e-05 | 1.2877e-05 | 1.8191e-05
323.1 | 2.4995 | 1.2095e-05 | 1.2842e-05 | 1.8143e-05
323.2 | 2.4995 | 1.2063e-05 | 1.2808e-05 | 1.8094e-05
323.3 | 2.4995 | 1.2031e-05 | 1.2774e-05 | 1.8046e-05
323.4 | 2.4996 | 1.1999e-05 | 1.274e-05 | 1.7998e-05
323.5 | 2.4996 | 1.1967e-05 | 1.2706e-05 | 1.795e-05
323.6 | 2.4996 | 1.1935e-05 | 1.2672e-05 | 1.7902e-05
323.7 | 2.4996 | 1.1903e-05 | 1.2639e-05 | 1.7855e-05
323.8 | 2.4996 | 1.1871e-05 | 1.2605e-05 | 1.7807e-05
323.9 | 2.4996 | 1.184e-05 | 1.2571e-05 | 1.776e-05
324 | 2.4996 | 1.1808e-05 | 1.2538e-05 | 1.7712e-05
324.1 | 2.4996 | 1.1777e-05 | 1.2505e-05 | 1.7665e-05
324.2 | 2.4996 | 1.1745e-05 | 1.2471e-05 | 1.7618e-05
324.3 | 2.4996 | 1.1714e-05 | 1.2438e-05 | 1.7571e-05
324.4 | 2.4996 | 1.1683e-05 | 1.2405e-05 | 1.7524e-05
324.5 | 2.4996 | 1.1652e-05 | 1.2372e-05 | 1.7478e-05
324.6 | 2.4996 | 1.1621e-05 | 1.2339e-05 | 1.7431e-05
324.7 | 2.4996 | 1.159e-05 | 1.2306e-05 | 1.7385e-05
324.8 | 2.4996 | 1.1559e-05 | 1.2273e-05 | 1.7338e-05
324.9 | 2.4996 | 1.1528e-05 | 1.2241e-05 | 1.7292e-05
325 | 2.4996 | 1.1497e-05 | 1.2208e-05 | 1.7246e-05
325.1 | 2.4996 | 1.1467e-05 | 1.2175e-05 | 1.72e-05
325.2 | 2.4996 | 1.1436e-05 | 1.2143e-05 | 1.7154e-05
325.3 | 2.4996 | 1.1406e-05 | 1.2111e-05 | 1.7109e-05
325.4 | 2.4996 | 1.1375e-05 | 1.2078e-05 | 1.7063e-05
325.5 | 2.4996 | 1.1345e-05 | 1.2046e-05 | 1.7018e-05
325.6 | 2.4996 | 1.1315e-05 | 1.2014e-05 | 1.6972e-05
325.7 | 2.4996 | 1.1285e-05 | 1.1982e-05 | 1.6927e-05
325.8 | 2.4996 | 1.1255e-05 | 1.195e-05 | 1.6882e-05
325.9 | 2.4996 | 1.1225e-05 | 1.1918e-05 | 1.6837e-05
326 | 2.4996 | 1.1195e-05 | 1.1887e-05 | 1.6792e-05
326.1 | 2.4996 | 1.1165e-05 | 1.1855e-05 | 1.6748e-05
326.2 | 2.4996 | 1.1135e-05 | 1.1824e-05 | 1.6703e-05
326.3 | 2.4996 | 1.1106e-05 | 1.1792e-05 | 1.6659e-05
326.4 | 2.4996 | 1.1076e-05 | 1.1761e-05 | 1.6614e-05
326.5 | 2.4996 | 1.1047e-05 | 1.1729e-05 | 1.657e-05
326.6 | 2.4996 | 1.1017e-05 | 1.1698e-05 | 1.6526e-05
326.7 | 2.4996 | 1.0988e-05 | 1.1667e-05 | 1.6482e-05
326.8 | 2.4996 | 1.0959e-05 | 1.1636e-05 | 1.6438e-05
326.9 | 2.4996 | 1.0929e-05 | 1.1605e-05 | 1.6394e-05
327 | 2.4996 | 1.09e-05 | 1.1574e-05 | 1.6351e-05
327.1 | 2.4996 | 1.0871e-05 | 1.1543e-05 | 1.6307e-05
327.2 | 2.4996 | 1.0842e-05 | 1.1512e-05 | 1.6264e-05
327.3 | 2.4996 | 1.0813e-05 | 1.1482e-05 | 1.622e-05
327.4 | 2.4996 | 1.0785e-05 | 1.1451e-05 | 1.6177e-05
327.5 | 2.4996 | 1.0756e-05 | 1.1421e-05 | 1.6134e-05
327.6 | 2.4996 | 1.0727e-05 | 1.139e-05 | 1.6091e-05
327.7 | 2.4996 | 1.0699e-05 | 1.136e-05 | 1.6048e-05
327.8 | 2.4996 | 1.067e-05 | 1.133e-05 | 1.6005e-05
327.9 | 2.4996 | 1.0642e-05 | 1.1299e-05 | 1.5963e-05
328 | 2.4996 | 1.0614e-05 | 1.1269e-05 | 1.592e-05
328.1 | 2.4996 | 1.0585e-05 | 1.1239e-05 | 1.5878e-05
328.2 | 2.4996 | 1.0557e-05 | 1.1209e-05 | 1.5836e-05
328.3 | 2.4996 | 1.0529e-05 | 1.118e-05 | 1.5793e-05
328.4 | 2.4996 | 1.0501e-05 | 1.115e-05 | 1.5751e-05
328.5 | 2.4996 | 1.0473e-05 | 1.112e-05 | 1.5709e-05
328.6 | 2.4996 | 1.0445e-05 | 1.1091e-05 | 1.5668e-05
328.7 | 2.4996 | 1.0417e-05 | 1.1061e-05 | 1.5626e-05
328.8 | 2.4996 | 1.0389e-05 | 1.1032e-05 | 1.5584e-05
328.9 | 2.4996 | 1.0362e-05 | 1.1002e-05 | 1.5543e-05
329 | 2.4996 | 1.0334e-05 | 1.0973e-05 | 1.5501e-05
329.1 | 2.4996 | 1.0307e-05 | 1.0944e-05 | 1.546e-05
329.2 | 2.4996 | 1.0279e-05 | 1.0914e-05 | 1.5419e-05
329.3 | 2.4996 | 1.0252e-05 | 1.0885e-05 | 1.5378e-05
329.4 | 2.4996 | 1.0225e-05 | 1.0856e-05 | 1.5337e-05
329.5 | 2.4996 | 1.0197e-05 | 1.0828e-05 | 1.5296e-05
329.6 | 2.4996 | 1.017e-05 | 1.0799e-05 | 1.5255e-05
329.7 | 2.4996 | 1.0143e-05 | 1.077e-05 | 1.5215e-05
329.8 | 2.4996 | 1.0116e-05 | 1.0741e-05 | 1.5174e-05
329.9 | 2.4996 | 1.0089e-05 | 1.0713e-05 | 1.5134e-05
330 | 2.4996 | 1.0062e-05 | 1.0684e-05 | 1.5093e-05
330.1 | 2.4996 | 1.0035e-05 | 1.0656e-05 | 1.5053e-05
330.2 | 2.4996 | 1.0009e-05 | 1.0627e-05 | 1.5013e-05
330.3 | 2.4996 | 9.9821e-06 | 1.0599e-05 | 1.4973e-05
330.4 | 2.4996 | 9.9555e-06 | 1.0571e-05 | 1.4933e-05
330.5 | 2.4996 | 9.929e-06 | 1.0543e-05 | 1.4894e-05
330.6 | 2.4996 | 9.9026e-06 | 1.0515e-05 | 1.4854e-05
330.7 | 2.4996 | 9.8762e-06 | 1.0487e-05 | 1.4814e-05
330.8 | 2.4996 | 9.8499e-06 | 1.0459e-05 | 1.4775e-05
330.9 | 2.4996 | 9.8237e-06 | 1.0431e-05 | 1.4735e-05
331 | 2.4996 | 9.7975e-06 | 1.0403e-05 | 1.4696e-05
331.1 | 2.4996 | 9.7714e-06 | 1.0375e-05 | 1.4657e-05
331.2 | 2.4996 | 9.7454e-06 | 1.0348e-05 | 1.4618e-05
331.3 | 2.4996 | 9.7194e-06 | 1.032e-05 | 1.4579e-05
331.4 | 2.4996 | 9.6935e-06 | 1.0293e-05 | 1.454e-05
331.5 | 2.4996 | 9.6677e-06 | 1.0265e-05 | 1.4502e-05
331.6 | 2.4996 | 9.642e-06 | 1.0238e-05 | 1.4463e-05
331.7 | 2.4996 | 9.6163e-06 | 1.0211e-05 | 1.4424e-05
331.8 | 2.4996 | 9.5907e-06 | 1.0183e-05 | 1.4386e-05
331.9 | 2.4996 | 9.5652e-06 | 1.0156e-05 | 1.4348e-05
332 | 2.4996 | 9.5397e-06 | 1.0129e-05 | 1.431e-05
332.1 | 2.4996 | 9.5143e-06 | 1.0102e-05 | 1.4271e-05
332.2 | 2.4996 | 9.4889e-06 | 1.0075e-05 | 1.4233e-05
332.3 | 2.4996 | 9.4637e-06 | 1.0049e-05 | 1.4196e-05
332.4 | 2.4996 | 9.4385e-06 | 1.0022e-05 | 1.4158e-05
332.5 | 2.4996 | 9.4133e-06 | 9.9951e-06 | 1.412e-05
332.6 | 2.4996 | 9.3883e-06 | 9.9684e-06 | 1.4082e-05
332.7 | 2.4996 | 9.3633e-06 | 9.9419e-06 | 1.4045e-05
332.8 | 2.4997 | 9.3383e-06 | 9.9154e-06 | 1.4007e-05
332.9 | 2.4997 | 9.3135e-06 | 9.889e-06 | 1.397e-05
333 | 2.4997 | 9.2887e-06 | 9.8627e-06 | 1.3933e-05
333.1 | 2.4997 | 9.2639e-06 | 9.8364e-06 | 1.3896e-05
333.2 | 2.4997 | 9.2392e-06 | 9.8102e-06 | 1.3859e-05
333.3 | 2.4997 | 9.2146e-06 | 9.7841e-06 | 1.3822e-05
333.4 | 2.4997 | 9.1901e-06 | 9.758e-06 | 1.3785e-05
333.5 | 2.4997 | 9.1656e-06 | 9.732e-06 | 1.3748e-05
333.6 | 2.4997 | 9.1412e-06 | 9.7061e-06 | 1.3712e-05
333.7 | 2.4997 | 9.1169e-06 | 9.6803e-06 | 1.3675e-05
333.8 | 2.4997 | 9.0926e-06 | 9.6545e-06 | 1.3639e-05
333.9 | 2.4997 | 9.0684e-06 | 9.6288e-06 | 1.3603e-05
334 | 2.4997 | 9.0442e-06 | 9.6031e-06 | 1.3566e-05
334.1 | 2.4997 | 9.0201e-06 | 9.5776e-06 | 1.353e-05
334.2 | 2.4997 | 8.9961e-06 | 9.5521e-06 | 1.3494e-05
334.3 | 2.4997 | 8.9722e-06 | 9.5266e-06 | 1.3458e-05
334.4 | 2.4997 | 8.9483e-06 | 9.5013e-06 | 1.3422e-05
334.5 | 2.4997 | 8.9244e-06 | 9.476e-06 | 1.3387e-05
334.6 | 2.4997 | 8.9007e-06 | 9.4507e-06 | 1.3351e-05
334.7 | 2.4997 | 8.877e-06 | 9.4256e-06 | 1.3315e-05
334.8 | 2.4997 | 8.8533e-06 | 9.4005e-06 | 1.328e-05
334.9 | 2.4997 | 8.8298e-06 | 9.3754e-06 | 1.3245e-05
335 | 2.4997 | 8.8062e-06 | 9.3504e-06 | 1.3209e-05
335.1 | 2.4997 | 8.7828e-06 | 9.3255e-06 | 1.3174e-05
335.2 | 2.4997 | 8.7594e-06 | 9.3007e-06 | 1.3139e-05
335.3 | 2.4997 | 8.7361e-06 | 9.2759e-06 | 1.3104e-05
335.4 | 2.4997 | 8.7128e-06 | 9.2512e-06 | 1.3069e-05
335.5 | 2.4997 | 8.6896e-06 | 9.2266e-06 | 1.3034e-05
335.6 | 2.4997 | 8.6665e-06 | 9.202e-06 | 1.3e-05
335.7 | 2.4997 | 8.6434e-06 | 9.1775e-06 | 1.2965e-05
335.8 | 2.4997 | 8.6204e-06 | 9.1531e-06 | 1.2931e-05
335.9 | 2.4997 | 8.5974e-06 | 9.1287e-06 | 1.2896e-05
336 | 2.4997 | 8.5745e-06 | 9.1044e-06 | 1.2862e-05
336.1 | 2.4997 | 8.5517e-06 | 9.0802e-06 | 1.2828e-05
336.2 | 2.4997 | 8.5289e-06 | 9.056e-06 | 1.2793e-05
336.3 | 2.4997 | 8.5062e-06 | 9.0319e-06 | 1.2759e-05
336.4 | 2.4997 | 8.4835e-06 | 9.0078e-06 | 1.2725e-05
336.5 | 2.4997 | 8.4609e-06 | 8.9838e-06 | 1.2691e-05
336.6 | 2.4997 | 8.4384e-06 | 8.9599e-06 | 1.2658e-05
336.7 | 2.4997 | 8.4159e-06 | 8.936e-06 | 1.2624e-05
336.8 | 2.4997 | 8.3935e-06 | 8.9122e-06 | 1.259e-05
336.9 | 2.4997 | 8.3712e-06 | 8.8885e-06 | 1.2557e-05
337 | 2.4997 | 8.3489e-06 | 8.8648e-06 | 1.2523e-05
337.1 | 2.4997 | 8.3266e-06 | 8.8412e-06 | 1.249e-05
337.2 | 2.4997 | 8.3045e-06 | 8.8177e-06 | 1.2457e-05
337.3 | 2.4997 | 8.2824e-06 | 8.7942e-06 | 1.2424e-05
337.4 | 2.4997 | 8.2603e-06 | 8.7708e-06 | 1.239e-05
337.5 | 2.4997 | 8.2383e-06 | 8.7474e-06 | 1.2357e-05
337.6 | 2.4997 | 8.2164e-06 | 8.7241e-06 | 1.2325e-05
337.7 | 2.4997 | 8.1945e-06 | 8.7009e-06 | 1.2292e-05
337.8 | 2.4997 | 8.1727e-06 | 8.6777e-06 | 1.2259e-05
337.9 | 2.4997 | 8.1509e-06 | 8.6546e-06 | 1.2226e-05
338 | 2.4997 | 8.1292e-06 | 8.6316e-06 | 1.2194e-05
338.1 | 2.4997 | 8.1075e-06 | 8.6086e-06 | 1.2161e-05
338.2 | 2.4997 | 8.0859e-06 | 8.5856e-06 | 1.2129e-05
338.3 | 2.4997 | 8.0644e-06 | 8.5628e-06 | 1.2097e-05
338.4 | 2.4997 | 8.0429e-06 | 8.54e-06 | 1.2064e-05
338.5 | 2.4997 | 8.0215e-06 | 8.5172e-06 | 1.2032e-05
338.6 | 2.4997 | 8.0002e-06 | 8.4945e-06 | 1.2e-05
338.7 | 2.4997 | 7.9788e-06 | 8.4719e-06 | 1.1968e-05
338.8 | 2.4997 | 7.9576e-06 | 8.4494e-06 | 1.1936e-05
338.9 | 2.4997 | 7.9364e-06 | 8.4269e-06 | 1.1905e-05
339 | 2.4997 | 7.9153e-06 | 8.4044e-06 | 1.1873e-05
339.1 | 2.4997 | 7.8942e-06 | 8.382e-06 | 1.1841e-05
339.2 | 2.4997 | 7.8732e-06 | 8.3597e-06 | 1.181e-05
339.3 | 2.4997 | 7.8522e-06 | 8.3375e-06 | 1.1778e-05
339.4 | 2.4997 | 7.8313e-06 | 8.3152e-06 | 1.1747e-05
339.5 | 2.4997 | 7.8104e-06 | 8.2931e-06 | 1.1716e-05
339.6 | 2.4997 | 7.7896e-06 | 8.271e-06 | 1.1684e-05
339.7 | 2.4997 | 7.7689e-06 | 8.249e-06 | 1.1653e-05
339.8 | 2.4997 | 7.7482e-06 | 8.227e-06 | 1.1622e-05
339.9 | 2.4997 | 7.7276e-06 | 8.2051e-06 | 1.1591e-05
340 | 2.4997 | 7.707e-06 | 8.1833e-06 | 1.156e-05
340.1 | 2.4997 | 7.6865e-06 | 8.1615e-06 | 1.153e-05
340.2 | 2.4997 | 7.666e-06 | 8.1397e-06 | 1.1499e-05
340.3 | 2.4997 | 7.6456e-06 | 8.1181e-06 | 1.1468e-05
340.4 | 2.4997 | 7.6252e-06 | 8.0964e-06 | 1.1438e-05
340.5 | 2.4997 | 7.6049e-06 | 8.0749e-06 | 1.1407e-05
340.6 | 2.4997 | 7.5847e-06 | 8.0534e-06 | 1.1377e-05
340.7 | 2.4997 | 7.5645e-06 | 8.0319e-06 | 1.1347e-05
340.8 | 2.4997 | 7.5443e-06 | 8.0105e-06 | 1.1316e-05
340.9 | 2.4997 | 7.5242e-06 | 7.9892e-06 | 1.1286e-05
341 | 2.4997 | 7.5042e-06 | 7.9679e-06 | 1.1256e-05
341.1 | 2.4997 | 7.4842e-06 | 7.9467e-06 | 1.1226e-05
341.2 | 2.4997 | 7.4643e-06 | 7.9255e-06 | 1.1196e-05
341.3 | 2.4997 | 7.4444e-06 | 7.9044e-06 | 1.1167e-05
341.4 | 2.4997 | 7.4246e-06 | 7.8834e-06 | 1.1137e-05
341.5 | 2.4997 | 7.4048e-06 | 7.8624e-06 | 1.1107e-05
341.6 | 2.4997 | 7.3851e-06 | 7.8415e-06 | 1.1078e-05
341.7 | 2.4997 | 7.3654e-06 | 7.8206e-06 | 1.1048e-05
341.8 | 2.4997 | 7.3458e-06 | 7.7997e-06 | 1.1019e-05
341.9 | 2.4997 | 7.3262e-06 | 7.779e-06 | 1.0989e-05
342 | 2.4997 | 7.3067e-06 | 7.7583e-06 | 1.096e-05
342.1 | 2.4997 | 7.2873e-06 | 7.7376e-06 | 1.0931e-05
342.2 | 2.4997 | 7.2679e-06 | 7.717e-06 | 1.0902e-05
342.3 | 2.4997 | 7.2485e-06 | 7.6964e-06 | 1.0873e-05
342.4 | 2.4997 | 7.2292e-06 | 7.6759e-06 | 1.0844e-05
342.5 | 2.4997 | 7.2099e-06 | 7.6555e-06 | 1.0815e-05
342.6 | 2.4997 | 7.1907e-06 | 7.6351e-06 | 1.0786e-05
342.7 | 2.4997 | 7.1716e-06 | 7.6148e-06 | 1.0757e-05
342.8 | 2.4997 | 7.1525e-06 | 7.5945e-06 | 1.0729e-05
342.9 | 2.4997 | 7.1334e-06 | 7.5743e-06 | 1.07e-05
343 | 2.4997 | 7.1144e-06 | 7.5541e-06 | 1.0672e-05
343.1 | 2.4997 | 7.0955e-06 | 7.534e-06 | 1.0643e-05
343.2 | 2.4997 | 7.0766e-06 | 7.5139e-06 | 1.0615e-05
343.3 | 2.4997 | 7.0578e-06 | 7.4939e-06 | 1.0587e-05
343.4 | 2.4997 | 7.039e-06 | 7.474e-06 | 1.0558e-05
343.5 | 2.4997 | 7.0202e-06 | 7.4541e-06 | 1.053e-05
343.6 | 2.4997 | 7.0015e-06 | 7.4342e-06 | 1.0502e-05
343.7 | 2.4997 | 6.9829e-06 | 7.4144e-06 | 1.0474e-05
343.8 | 2.4997 | 6.9643e-06 | 7.3947e-06 | 1.0446e-05
343.9 | 2.4997 | 6.9457e-06 | 7.375e-06 | 1.0419e-05
344 | 2.4997 | 6.9272e-06 | 7.3553e-06 | 1.0391e-05
344.1 | 2.4997 | 6.9088e-06 | 7.3357e-06 | 1.0363e-05
344.2 | 2.4997 | 6.8904e-06 | 7.3162e-06 | 1.0336e-05
344.3 | 2.4997 | 6.872e-06 | 7.2967e-06 | 1.0308e-05
344.4 | 2.4997 | 6.8537e-06 | 7.2773e-06 | 1.0281e-05
344.5 | 2.4997 | 6.8355e-06 | 7.2579e-06 | 1.0253e-05
344.6 | 2.4997 | 6.8173e-06 | 7.2386e-06 | 1.0226e-05
344.7 | 2.4997 | 6.7991e-06 | 7.2193e-06 | 1.0199e-05
344.8 | 2.4997 | 6.781e-06 | 7.2001e-06 | 1.0172e-05
344.9 | 2.4997 | 6.763e-06 | 7.1809e-06 | 1.0144e-05
345 | 2.4997 | 6.7449e-06 | 7.1618e-06 | 1.0117e-05
345.1 | 2.4997 | 6.727e-06 | 7.1427e-06 | 1.009e-05
345.2 | 2.4997 | 6.7091e-06 | 7.1237e-06 | 1.0064e-05
345.3 | 2.4997 | 6.6912e-06 | 7.1047e-06 | 1.0037e-05
345.4 | 2.4998 | 6.6734e-06 | 7.0858e-06 | 1.001e-05
345.5 | 2.4998 | 6.6556e-06 | 7.0669e-06 | 9.9834e-06
345.6 | 2.4998 | 6.6379e-06 | 7.0481e-06 | 9.9568e-06
345.7 | 2.4998 | 6.6202e-06 | 7.0293e-06 | 9.9303e-06
345.8 | 2.4998 | 6.6026e-06 | 7.0106e-06 | 9.9039e-06
345.9 | 2.4998 | 6.585e-06 | 6.9919e-06 | 9.8775e-06
346 | 2.4998 | 6.5675e-06 | 6.9733e-06 | 9.8512e-06
346.1 | 2.4998 | 6.55e-06 | 6.9547e-06 | 9.825e-06
346.2 | 2.4998 | 6.5325e-06 | 6.9362e-06 | 9.7988e-06
346.3 | 2.4998 | 6.5151e-06 | 6.9178e-06 | 9.7727e-06
346.4 | 2.4998 | 6.4978e-06 | 6.8993e-06 | 9.7467e-06
346.5 | 2.4998 | 6.4805e-06 | 6.881e-06 | 9.7207e-06
346.6 | 2.4998 | 6.4632e-06 | 6.8626e-06 | 9.6948e-06
346.7 | 2.4998 | 6.446e-06 | 6.8444e-06 | 9.669e-06
346.8 | 2.4998 | 6.4288e-06 | 6.8261e-06 | 9.6433e-06
346.9 | 2.4998 | 6.4117e-06 | 6.8079e-06 | 9.6176e-06
347 | 2.4998 | 6.3946e-06 | 6.7898e-06 | 9.592e-06
347.1 | 2.4998 | 6.3776e-06 | 6.7717e-06 | 9.5664e-06
347.2 | 2.4998 | 6.3606e-06 | 6.7537e-06 | 9.5409e-06
347.3 | 2.4998 | 6.3437e-06 | 6.7357e-06 | 9.5155e-06
347.4 | 2.4998 | 6.3268e-06 | 6.7178e-06 | 9.4902e-06
347.5 | 2.4998 | 6.3099e-06 | 6.6999e-06 | 9.4649e-06
347.6 | 2.4998 | 6.2931e-06 | 6.682e-06 | 9.4397e-06
347.7 | 2.4998 | 6.2764e-06 | 6.6643e-06 | 9.4146e-06
347.8 | 2.4998 | 6.2597e-06 | 6.6465e-06 | 9.3895e-06
347.9 | 2.4998 | 6.243e-06 | 6.6288e-06 | 9.3645e-06
348 | 2.4998 | 6.2264e-06 | 6.6112e-06 | 9.3396e-06
348.1 | 2.4998 | 6.2098e-06 | 6.5935e-06 | 9.3147e-06
348.2 | 2.4998 | 6.1933e-06 | 6.576e-06 | 9.2899e-06
348.3 | 2.4998 | 6.1768e-06 | 6.5585e-06 | 9.2651e-06
348.4 | 2.4998 | 6.1603e-06 | 6.541e-06 | 9.2405e-06
348.5 | 2.4998 | 6.1439e-06 | 6.5236e-06 | 9.2159e-06
348.6 | 2.4998 | 6.1275e-06 | 6.5062e-06 | 9.1913e-06
348.7 | 2.4998 | 6.1112e-06 | 6.4889e-06 | 9.1668e-06
348.8 | 2.4998 | 6.095e-06 | 6.4716e-06 | 9.1424e-06
348.9 | 2.4998 | 6.0787e-06 | 6.4544e-06 | 9.1181e-06
349 | 2.4998 | 6.0625e-06 | 6.4372e-06 | 9.0938e-06
349.1 | 2.4998 | 6.0464e-06 | 6.42e-06 | 9.0696e-06
349.2 | 2.4998 | 6.0303e-06 | 6.4029e-06 | 9.0454e-06
349.3 | 2.4998 | 6.0142e-06 | 6.3859e-06 | 9.0213e-06
349.4 | 2.4998 | 5.9982e-06 | 6.3689e-06 | 8.9973e-06
349.5 | 2.4998 | 5.9822e-06 | 6.3519e-06 | 8.9734e-06
349.6 | 2.4998 | 5.9663e-06 | 6.335e-06 | 8.9495e-06
349.7 | 2.4998 | 5.9504e-06 | 6.3181e-06 | 8.9256e-06
349.8 | 2.4998 | 5.9346e-06 | 6.3013e-06 | 8.9018e-06
349.9 | 2.4998 | 5.9188e-06 | 6.2845e-06 | 8.8781e-06
350 | 2.4998 | 5.903e-06 | 6.2678e-06 | 8.8545e-06