## Input
Parameter | Value
Source Voltage (VDC) | 750
Source Internal Resistance (Ohms) | 0.01
Line Resistance (Ohms/km) | 0.02
Fault Resistance (Ohms) | 0.01
Fault Distance from Nearest Substation (km) | 1
Number of Substations | 3
Substation Spacing (km) | 5
Protection Trip Time (seconds) | 0.1
Protection Trip Current (Amps) | 4000
System Inductance (H) | 0.001
Line Inductance (H/km) | 0.0005

## Results
Result | Value
Total Fault Current (Amps) | 30000
Energy Released (Joules) | 900000
Thermal Stress (A*sqrt(s)) | 9486.833
Protection Will Trip | Yes
Trip Time (s) | 0.05
Shortest Distance Fault Current (Amps) | 37500
Longest Distance Fault Current (Amps) | 10714.2857
Shortest Distance Current Rate of Change (kA/s) | 750000
Longest Distance Current Rate of Change (kA/s) | 333333.3333
Peak Current Rate of Change (kA/s) | 500
Steady State Current Rate of Change (kA/s) | 0.044272

## Generator
Substation | Location (km) | Distance to Fault (km) | Fault Current (Amps) | Voltage Drop (V) | Contribution (%)
Substation 1 | 0 | 1 | 18750 | 375 | 62.5
Substation 2 | 5 | 4 | 7500 | 600 | 25
Substation 3 | 10 | 9 | 3750 | 675 | 12.5

## Time Domain Data
Time (ms) | Electric Current (A) | di/dt (kA/s) | Filtered di/dt (kA/s) | Voltage (V)
0 | 0 | 0 | 0 | 0
0.1 | 49.9334 | 500 | 0.47235 | 750
0.2 | 99.7338 | 498.0041 | 2.3179 | 747.0062
0.3 | 149.4016 | 496.6779 | 5.8802 | 745.0169
0.4 | 198.9371 | 495.3552 | 10.9943 | 743.0328
0.5 | 248.3407 | 494.036 | 17.5039 | 741.054
0.6 | 297.6127 | 492.7203 | 25.2607 | 739.0805
0.7 | 346.7536 | 491.4082 | 34.1244 | 737.1122
0.8 | 395.7635 | 490.0995 | 43.9624 | 735.1492
0.9 | 444.6429 | 488.7943 | 54.6498 | 733.1914
1 | 493.3922 | 487.4926 | 66.0691 | 731.2389
1.1 | 542.0116 | 486.1943 | 78.1099 | 729.2915
1.2 | 590.5016 | 484.8995 | 90.669 | 727.3493
1.3 | 638.8624 | 483.6082 | 103.65 | 725.4123
1.4 | 687.0944 | 482.3203 | 116.9631 | 723.4804
1.5 | 735.198 | 481.0358 | 130.5248 | 721.5537
1.6 | 783.1735 | 479.7548 | 144.258 | 719.6321
1.7 | 831.0212 | 478.4771 | 158.0913 | 717.7157
1.8 | 878.7415 | 477.2029 | 171.9591 | 715.8043
1.9 | 926.3347 | 475.932 | 185.8012 | 713.8981
2 | 973.8012 | 474.6646 | 199.5628 | 711.9969
2.1 | 1021.1412 | 473.4005 | 213.1939 | 710.1007
2.2 | 1068.3552 | 472.1398 | 226.6492 | 708.2097
2.3 | 1115.4434 | 470.8824 | 239.8882 | 706.3236
2.4 | 1162.4063 | 469.6284 | 252.8744 | 704.4426
2.5 | 1209.244 | 468.3777 | 265.5755 | 702.5666
2.6 | 1255.9571 | 467.1304 | 277.9631 | 700.6956
2.7 | 1302.5457 | 465.8864 | 290.0123 | 698.8295
2.8 | 1349.0103 | 464.6456 | 301.7015 | 696.9685
2.9 | 1395.3511 | 463.4082 | 313.0127 | 695.1124
3 | 1441.5685 | 462.1741 | 323.9304 | 693.2612
3.1 | 1487.6628 | 460.9433 | 334.4423 | 691.415
3.2 | 1533.6344 | 459.7158 | 344.5384 | 689.5736
3.3 | 1579.4836 | 458.4915 | 354.2113 | 687.7372
3.4 | 1625.2106 | 457.2705 | 363.4559 | 685.9057
3.5 | 1670.8159 | 456.0527 | 372.2689 | 684.0791
3.6 | 1716.2997 | 454.8382 | 380.6492 | 682.2573
3.7 | 1761.6624 | 453.6269 | 388.5974 | 680.4404
3.8 | 1806.9043 | 452.4188 | 396.1155 | 678.6283
3.9 | 1852.0257 | 451.214 | 403.2071 | 676.821
4 | 1897.0269 | 450.0124 | 409.8772 | 675.0185
4.1 | 1941.9083 | 448.8139 | 416.1318 | 673.2209
4.2 | 1986.6702 | 447.6187 | 421.9782 | 671.428
4.3 | 2031.3128 | 446.4266 | 427.4243 | 669.6399
4.4 | 2075.8366 | 445.2377 | 432.4792 | 667.8566
4.5 | 2120.2418 | 444.052 | 437.1525 | 666.078
4.6 | 2164.5288 | 442.8695 | 441.4546 | 664.3042
4.7 | 2208.6978 | 441.6901 | 445.3962 | 662.5351
4.8 | 2252.7491 | 440.5138 | 448.9887 | 660.7707
4.9 | 2296.6832 | 439.3406 | 452.2437 | 659.011
5 | 2340.5003 | 438.1706 | 455.1733 | 657.2559
5.1 | 2384.2006 | 437.0037 | 457.7894 | 655.5056
5.2 | 2427.7846 | 435.8399 | 460.1047 | 653.7599
5.3 | 2471.2526 | 434.6792 | 462.1313 | 652.0189
5.4 | 2514.6047 | 433.5216 | 463.8819 | 650.2825
5.5 | 2557.8414 | 432.3671 | 465.369 | 648.5507
5.6 | 2600.963 | 431.2157 | 466.6049 | 646.8235
5.7 | 2643.9697 | 430.0673 | 467.602 | 645.101
5.8 | 2686.8619 | 428.922 | 468.3725 | 643.383
5.9 | 2729.6399 | 427.7797 | 468.9284 | 641.6696
6 | 2772.304 | 426.6405 | 469.2816 | 639.9607
6.1 | 2814.8544 | 425.5043 | 469.4436 | 638.2565
6.2 | 2857.2915 | 424.3711 | 469.4258 | 636.5567
6.3 | 2899.6156 | 423.241 | 469.2393 | 634.8615
6.4 | 2941.827 | 422.1138 | 468.8948 | 633.1708
6.5 | 2983.926 | 420.9897 | 468.4028 | 631.4846
6.6 | 3025.9128 | 419.8686 | 467.7735 | 629.8029
6.7 | 3067.7879 | 418.7504 | 467.0167 | 628.1256
6.8 | 3109.5514 | 417.6352 | 466.1418 | 626.4528
6.9 | 3151.2037 | 416.523 | 465.1581 | 624.7845
7 | 3192.7451 | 415.4138 | 464.0742 | 623.1207
7.1 | 3234.1758 | 414.3075 | 462.8986 | 621.4612
7.2 | 3275.4962 | 413.2041 | 461.6393 | 619.8062
7.3 | 3316.7066 | 412.1037 | 460.3041 | 618.1556
7.4 | 3357.8072 | 411.0062 | 458.9002 | 616.5094
7.5 | 3398.7984 | 409.9117 | 457.4348 | 614.8675
7.6 | 3439.6804 | 408.82 | 455.9144 | 613.2301
7.7 | 3480.4535 | 407.7313 | 454.3453 | 611.597
7.8 | 3521.1181 | 406.6455 | 452.7334 | 609.9682
7.9 | 3561.6743 | 405.5625 | 451.0845 | 608.3438
8 | 3602.1226 | 404.4825 | 449.4037 | 606.7237
8.1 | 3642.4631 | 403.4053 | 447.6961 | 605.1079
8.2 | 3682.6962 | 402.331 | 445.9663 | 603.4965
8.3 | 3722.8221 | 401.2595 | 444.2188 | 601.8893
8.4 | 3762.8412 | 400.1909 | 442.4574 | 600.2864
8.5 | 3802.7537 | 399.1252 | 440.6861 | 598.6877
8.6 | 3842.56 | 398.0622 | 438.9084 | 597.0934
8.7 | 3882.2602 | 397.0022 | 437.1275 | 595.5032
8.8 | 3921.8547 | 395.9449 | 435.3464 | 593.9174
8.9 | 3961.3437 | 394.8905 | 433.5678 | 592.3357
9 | 4000.7276 | 393.8388 | 431.7943 | 590.7582
9.1 | 4040.0066 | 392.79 | 430.0282 | 589.185
9.2 | 4079.181 | 391.7439 | 428.2715 | 587.6159
9.3 | 4118.2511 | 390.7007 | 426.5261 | 586.051
9.4 | 4157.2171 | 389.6602 | 424.7938 | 584.4903
9.5 | 4196.0793 | 388.6225 | 423.076 | 582.9337
9.6 | 4234.8381 | 387.5875 | 421.3741 | 581.3813
9.7 | 4273.4936 | 386.5553 | 419.6892 | 579.833
9.8 | 4312.0462 | 385.5259 | 418.0223 | 578.2889
9.9 | 4350.4961 | 384.4992 | 416.3744 | 576.7488
10 | 4388.8437 | 383.4752 | 414.7462 | 575.2129
10.1 | 4427.0891 | 382.454 | 413.1382 | 573.681
10.2 | 4465.2326 | 381.4355 | 411.551 | 572.1532
10.3 | 4503.2746 | 380.4197 | 409.985 | 570.6295
10.4 | 4541.2152 | 379.4066 | 408.4404 | 569.1099
10.5 | 4579.0548 | 378.3962 | 406.9174 | 567.5943
10.6 | 4616.7937 | 377.3885 | 405.4161 | 566.0827
10.7 | 4654.432 | 376.3834 | 403.9366 | 564.5752
10.8 | 4691.9701 | 375.3811 | 402.4787 | 563.0716
10.9 | 4729.4083 | 374.3814 | 401.0424 | 561.5721
11 | 4766.7467 | 373.3844 | 399.6275 | 560.0766
11.1 | 4803.9857 | 372.39 | 398.2337 | 558.585
11.2 | 4841.1256 | 371.3983 | 396.8608 | 557.0974
11.3 | 4878.1665 | 370.4092 | 395.5084 | 555.6138
11.4 | 4915.1088 | 369.4228 | 394.1761 | 554.1342
11.5 | 4951.9527 | 368.439 | 392.8636 | 552.6584
11.6 | 4988.6984 | 367.4578 | 391.5704 | 551.1867
11.7 | 5025.3463 | 366.4792 | 390.296 | 549.7188
11.8 | 5061.8967 | 365.5032 | 389.04 | 548.2548
11.9 | 5098.3497 | 364.5298 | 387.8018 | 546.7947
12 | 5134.7056 | 363.559 | 386.581 | 545.3386
12.1 | 5170.9646 | 362.5908 | 385.3769 | 543.8863
12.2 | 5207.1272 | 361.6252 | 384.1892 | 542.4378
12.3 | 5243.1934 | 360.6622 | 383.0172 | 540.9933
12.4 | 5279.1635 | 359.7017 | 381.8603 | 539.5525
12.5 | 5315.0379 | 358.7438 | 380.7181 | 538.1157
12.6 | 5350.8168 | 357.7884 | 379.59 | 536.6826
12.7 | 5386.5003 | 356.8356 | 378.4754 | 535.2533
12.8 | 5422.0888 | 355.8853 | 377.3738 | 533.8279
12.9 | 5457.5826 | 354.9375 | 376.2846 | 532.4063
13 | 5492.9818 | 353.9923 | 375.2074 | 530.9884
13.1 | 5528.2868 | 353.0495 | 374.1417 | 529.5743
13.2 | 5563.4977 | 352.1093 | 373.0868 | 528.164
13.3 | 5598.6149 | 351.1716 | 372.0424 | 526.7574
13.4 | 5633.6385 | 350.2364 | 371.0079 | 525.3546
13.5 | 5668.5689 | 349.3037 | 369.9829 | 523.9555
13.6 | 5703.4062 | 348.3735 | 368.9669 | 522.5602
13.7 | 5738.1508 | 347.4457 | 367.9594 | 521.1686
13.8 | 5772.8028 | 346.5204 | 366.9601 | 519.7806
13.9 | 5807.3626 | 345.5976 | 365.9685 | 518.3964
14 | 5841.8303 | 344.6772 | 364.9843 | 517.0158
14.1 | 5876.2063 | 343.7593 | 364.007 | 515.639
14.2 | 5910.4906 | 342.8438 | 363.0363 | 514.2658
14.3 | 5944.6837 | 341.9308 | 362.0718 | 512.8962
14.4 | 5978.7857 | 341.0202 | 361.1133 | 511.5303
14.5 | 6012.7969 | 340.112 | 360.1603 | 510.168
14.6 | 6046.7176 | 339.2063 | 359.2125 | 508.8094
14.7 | 6080.5479 | 338.3029 | 358.2698 | 507.4544
14.8 | 6114.2881 | 337.402 | 357.3318 | 506.103
14.9 | 6147.9384 | 336.5034 | 356.3982 | 504.7552
15 | 6181.4991 | 335.6073 | 355.4688 | 503.411
15.1 | 6214.9705 | 334.7135 | 354.5434 | 502.0703
15.2 | 6248.3527 | 333.8222 | 353.6217 | 500.7332
15.3 | 6281.646 | 332.9332 | 352.7036 | 499.3997
15.4 | 6314.8507 | 332.0465 | 351.7889 | 498.0698
15.5 | 6347.9669 | 331.1622 | 350.8773 | 496.7434
15.6 | 6380.9949 | 330.2803 | 349.9687 | 495.4205
15.7 | 6413.935 | 329.4007 | 349.063 | 494.1011
15.8 | 6446.7874 | 328.5235 | 348.16 | 492.7853
15.9 | 6479.5522 | 327.6486 | 347.2596 | 491.4729
16 | 6512.2298 | 326.776 | 346.3616 | 490.1641
16.1 | 6544.8204 | 325.9058 | 345.466 | 488.8587
16.2 | 6577.3242 | 325.0379 | 344.5726 | 487.5568
16.3 | 6609.7414 | 324.1723 | 343.6813 | 486.2584
16.4 | 6642.0723 | 323.309 | 342.7921 | 484.9634
16.5 | 6674.3171 | 322.448 | 341.9049 | 483.6719
16.6 | 6706.476 | 321.5892 | 341.0196 | 482.3839
16.7 | 6738.5493 | 320.7328 | 340.1362 | 481.0992
16.8 | 6770.5372 | 319.8787 | 339.2546 | 479.818
16.9 | 6802.4399 | 319.0268 | 338.3747 | 478.5402
17 | 6834.2576 | 318.1772 | 337.4965 | 477.2658
17.1 | 6865.9906 | 317.3298 | 336.6199 | 475.9948
17.2 | 6897.639 | 316.4848 | 335.745 | 474.7271
17.3 | 6929.2032 | 315.6419 | 334.8718 | 473.4629
17.4 | 6960.6834 | 314.8013 | 334.0001 | 472.202
17.5 | 6992.0797 | 313.963 | 333.1299 | 470.9445
17.6 | 7023.3923 | 313.1269 | 332.2614 | 469.6903
17.7 | 7054.6216 | 312.293 | 331.3943 | 468.4394
17.8 | 7085.7678 | 311.4613 | 330.5289 | 467.1919
17.9 | 7116.8309 | 310.6318 | 329.6649 | 465.9477
18 | 7147.8114 | 309.8046 | 328.8025 | 464.7069
18.1 | 7178.7094 | 308.9795 | 327.9416 | 463.4693
18.2 | 7209.525 | 308.1567 | 327.0823 | 462.235
18.3 | 7240.2586 | 307.336 | 326.2245 | 461.0041
18.4 | 7270.9104 | 306.5176 | 325.3683 | 459.7763
18.5 | 7301.4805 | 305.7013 | 324.5137 | 458.5519
18.6 | 7331.9692 | 304.8872 | 323.6606 | 457.3307
18.7 | 7362.3768 | 304.0752 | 322.8091 | 456.1128
18.8 | 7392.7033 | 303.2654 | 321.9592 | 454.8981
18.9 | 7422.9491 | 302.4578 | 321.111 | 453.6867
19 | 7453.1143 | 301.6523 | 320.2644 | 452.4785
19.1 | 7483.1992 | 300.849 | 319.4194 | 451.2735
19.2 | 7513.204 | 300.0478 | 318.5761 | 450.0717
19.3 | 7543.1288 | 299.2487 | 317.7345 | 448.8731
19.4 | 7572.974 | 298.4518 | 316.8946 | 447.6777
19.5 | 7602.7397 | 297.657 | 316.0565 | 446.4855
19.6 | 7632.4262 | 296.8643 | 315.22 | 445.2964
19.7 | 7662.0335 | 296.0737 | 314.3854 | 444.1105
19.8 | 7691.562 | 295.2852 | 313.5525 | 442.9278
19.9 | 7721.0119 | 294.4988 | 312.7214 | 441.7483
20 | 7750.3834 | 293.7146 | 311.8921 | 440.5718
20.1 | 7779.6766 | 292.9324 | 311.0646 | 439.3985
20.2 | 7808.8918 | 292.1522 | 310.2389 | 438.2284
20.3 | 7838.0293 | 291.3742 | 309.4152 | 437.0613
20.4 | 7867.0891 | 290.5982 | 308.5932 | 435.8974
20.5 | 7896.0715 | 289.8244 | 307.7732 | 434.7365
20.6 | 7924.9768 | 289.0525 | 306.9551 | 433.5788
20.7 | 7953.8051 | 288.2827 | 306.1389 | 432.4241
20.8 | 7982.5566 | 287.515 | 305.3246 | 431.2725
20.9 | 8011.2315 | 286.7493 | 304.5122 | 430.124
21 | 8039.8301 | 285.9857 | 303.7018 | 428.9785
21.1 | 8068.3525 | 285.2241 | 302.8934 | 427.8361
21.2 | 8096.7989 | 284.4645 | 302.0869 | 426.6967
21.3 | 8125.1696 | 283.7069 | 301.2824 | 425.5604
21.4 | 8153.4647 | 282.9514 | 300.4799 | 424.4271
21.5 | 8181.6845 | 282.1978 | 299.6794 | 423.2968
21.6 | 8209.8292 | 281.4463 | 298.8809 | 422.1695
21.7 | 8237.8988 | 280.6968 | 298.0844 | 421.0452
21.8 | 8265.8938 | 279.9493 | 297.29 | 419.9239
21.9 | 8293.8141 | 279.2037 | 296.4975 | 418.8056
22 | 8321.6601 | 278.4602 | 295.7071 | 417.6903
22.1 | 8349.432 | 277.7186 | 294.9187 | 416.5779
22.2 | 8377.1299 | 276.979 | 294.1324 | 415.4685
22.3 | 8404.754 | 276.2414 | 293.3481 | 414.3621
22.4 | 8432.3046 | 275.5057 | 292.5658 | 413.2586
22.5 | 8459.7818 | 274.772 | 291.7856 | 412.158
22.6 | 8487.1859 | 274.0403 | 291.0075 | 411.0604
22.7 | 8514.5169 | 273.3105 | 290.2314 | 409.9657
22.8 | 8541.7752 | 272.5826 | 289.4573 | 408.8739
22.9 | 8568.9608 | 271.8567 | 288.6853 | 407.785
23 | 8596.0741 | 271.1327 | 287.9153 | 406.6991
23.1 | 8623.1152 | 270.4106 | 287.1474 | 405.616
23.2 | 8650.0842 | 269.6905 | 286.3815 | 404.5358
23.3 | 8676.9814 | 268.9723 | 285.6177 | 403.4584
23.4 | 8703.807 | 268.256 | 284.856 | 402.384
23.5 | 8730.5612 | 267.5416 | 284.0962 | 401.3124
23.6 | 8757.2441 | 266.8291 | 283.3385 | 400.2437
23.7 | 8783.856 | 266.1185 | 282.5829 | 399.1778
23.8 | 8810.3969 | 265.4098 | 281.8293 | 398.1147
23.9 | 8836.8672 | 264.703 | 281.0777 | 397.0545
24 | 8863.267 | 263.9981 | 280.3281 | 395.9971
24.1 | 8889.5965 | 263.295 | 279.5806 | 394.9425
24.2 | 8915.8559 | 262.5938 | 278.8351 | 393.8907
24.3 | 8942.0454 | 261.8945 | 278.0916 | 392.8417
24.4 | 8968.1651 | 261.197 | 277.3501 | 391.7956
24.5 | 8994.2152 | 260.5014 | 276.6107 | 390.7522
24.6 | 9020.196 | 259.8077 | 275.8732 | 389.7115
24.7 | 9046.1076 | 259.1158 | 275.1377 | 388.6737
24.8 | 9071.9502 | 258.4257 | 274.4042 | 387.6386
24.9 | 9097.7239 | 257.7375 | 273.6727 | 386.6063
25 | 9123.429 | 257.0511 | 272.9432 | 385.5767
25.1 | 9149.0657 | 256.3666 | 272.2157 | 384.5499
25.2 | 9174.6341 | 255.6839 | 271.4901 | 383.5258
25.3 | 9200.1344 | 255.0029 | 270.7665 | 382.5044
25.4 | 9225.5667 | 254.3238 | 270.0448 | 381.4858
25.5 | 9250.9314 | 253.6465 | 269.3252 | 380.4698
25.6 | 9276.2285 | 252.9711 | 268.6074 | 379.4566
25.7 | 9301.4582 | 252.2974 | 267.8916 | 378.446
25.8 | 9326.6208 | 251.6255 | 267.1777 | 377.4382
25.9 | 9351.7163 | 250.9554 | 266.4658 | 376.433
26 | 9376.745 | 250.287 | 265.7558 | 375.4306
26.1 | 9401.7071 | 249.6205 | 265.0477 | 374.4307
26.2 | 9426.6026 | 248.9557 | 264.3415 | 373.4336
26.3 | 9451.4319 | 248.2927 | 263.6372 | 372.4391
26.4 | 9476.1951 | 247.6315 | 262.9348 | 371.4472
26.5 | 9500.8923 | 246.972 | 262.2343 | 370.458
26.6 | 9525.5237 | 246.3143 | 261.5357 | 369.4715
26.7 | 9550.0895 | 245.6583 | 260.839 | 368.4875
26.8 | 9574.5899 | 245.0041 | 260.1442 | 367.5062
26.9 | 9599.0251 | 244.3517 | 259.4512 | 366.5275
27 | 9623.3952 | 243.7009 | 258.7601 | 365.5514
27.1 | 9647.7004 | 243.0519 | 258.0708 | 364.5779
27.2 | 9671.9409 | 242.4046 | 257.3834 | 363.607
27.3 | 9696.1168 | 241.7591 | 256.6979 | 362.6386
27.4 | 9720.2283 | 241.1153 | 256.0142 | 361.6729
27.5 | 9744.2756 | 240.4731 | 255.3323 | 360.7097
27.6 | 9768.2589 | 239.8327 | 254.6522 | 359.7491
27.7 | 9792.1783 | 239.194 | 253.974 | 358.791
27.8 | 9816.034 | 238.557 | 253.2976 | 357.8355
27.9 | 9839.8262 | 237.9217 | 252.623 | 356.8826
28 | 9863.555 | 237.2881 | 251.9502 | 355.9322
28.1 | 9887.2206 | 236.6562 | 251.2792 | 354.9843
28.2 | 9910.8232 | 236.0259 | 250.61 | 354.0389
28.3 | 9934.3629 | 235.3974 | 249.9426 | 353.0961
28.4 | 9957.84 | 234.7705 | 249.277 | 352.1557
28.5 | 9981.2545 | 234.1453 | 248.6131 | 351.2179
28.6 | 10004.6067 | 233.5217 | 247.951 | 350.2826
28.7 | 10027.8966 | 232.8998 | 247.2907 | 349.3497
28.8 | 10051.1246 | 232.2796 | 246.6322 | 348.4194
28.9 | 10074.2907 | 231.661 | 245.9754 | 347.4915
29 | 10097.3951 | 231.0441 | 245.3204 | 346.5661
29.1 | 10120.438 | 230.4288 | 244.6671 | 345.6431
29.2 | 10143.4195 | 229.8151 | 244.0156 | 344.7226
29.3 | 10166.3398 | 229.2031 | 243.3658 | 343.8046
29.4 | 10189.1991 | 228.5927 | 242.7177 | 342.889
29.5 | 10211.9975 | 227.9839 | 242.0714 | 341.9759
29.6 | 10234.7351 | 227.3768 | 241.4268 | 341.0651
29.7 | 10257.4123 | 226.7712 | 240.7839 | 340.1569
29.8 | 10280.029 | 226.1673 | 240.1427 | 339.251
29.9 | 10302.5855 | 225.565 | 239.5032 | 338.3475
30 | 10325.0819 | 224.9643 | 238.8654 | 337.4465
30.1 | 10347.5184 | 224.3652 | 238.2293 | 336.5478
30.2 | 10369.8952 | 223.7677 | 237.595 | 335.6515
30.3 | 10392.2124 | 223.1718 | 236.9623 | 334.7576
30.4 | 10414.4701 | 222.5774 | 236.3313 | 333.8662
30.5 | 10436.6686 | 221.9847 | 235.7019 | 332.977
30.6 | 10458.808 | 221.3935 | 235.0743 | 332.0903
30.7 | 10480.8883 | 220.8039 | 234.4483 | 331.2059
30.8 | 10502.9099 | 220.2159 | 233.824 | 330.3238
30.9 | 10524.8729 | 219.6294 | 233.2013 | 329.4441
31 | 10546.7773 | 219.0445 | 232.5803 | 328.5668
31.1 | 10568.6234 | 218.4612 | 231.961 | 327.6918
31.2 | 10590.4114 | 217.8794 | 231.3433 | 326.8191
31.3 | 10612.1413 | 217.2992 | 230.7272 | 325.9488
31.4 | 10633.8134 | 216.7205 | 230.1128 | 325.0807
31.5 | 10655.4277 | 216.1433 | 229.5 | 324.215
31.6 | 10676.9845 | 215.5677 | 228.8889 | 323.3516
31.7 | 10698.4838 | 214.9936 | 228.2794 | 322.4904
31.8 | 10719.9259 | 214.4211 | 227.6715 | 321.6316
31.9 | 10741.3109 | 213.85 | 227.0652 | 320.7751
32 | 10762.639 | 213.2805 | 226.4605 | 319.9208
32.1 | 10783.9102 | 212.7126 | 225.8575 | 319.0688
32.2 | 10805.1248 | 212.1461 | 225.256 | 318.2191
32.3 | 10826.283 | 211.5811 | 224.6562 | 317.3717
32.4 | 10847.3847 | 211.0176 | 224.0579 | 316.5265
32.5 | 10868.4303 | 210.4557 | 223.4612 | 315.6835
32.6 | 10889.4198 | 209.8952 | 222.8661 | 314.8428
32.7 | 10910.3534 | 209.3362 | 222.2726 | 314.0043
32.8 | 10931.2313 | 208.7787 | 221.6807 | 313.1681
32.9 | 10952.0536 | 208.2227 | 221.0904 | 312.3341
33 | 10972.8204 | 207.6682 | 220.5016 | 311.5023
33.1 | 10993.5319 | 207.1152 | 219.9144 | 310.6728
33.2 | 11014.1883 | 206.5636 | 219.3288 | 309.8454
33.3 | 11034.7896 | 206.0135 | 218.7447 | 309.0203
33.4 | 11055.3361 | 205.4649 | 218.1622 | 308.1973
33.5 | 11075.8279 | 204.9177 | 217.5812 | 307.3765
33.6 | 11096.2651 | 204.372 | 217.0017 | 306.558
33.7 | 11116.6479 | 203.8277 | 216.4239 | 305.7416
33.8 | 11136.9763 | 203.2849 | 215.8475 | 304.9273
33.9 | 11157.2507 | 202.7435 | 215.2727 | 304.1153
34 | 11177.4711 | 202.2036 | 214.6994 | 303.3054
34.1 | 11197.6376 | 201.6651 | 214.1276 | 302.4976
34.2 | 11217.7504 | 201.128 | 213.5574 | 301.6921
34.3 | 11237.8096 | 200.5924 | 212.9887 | 300.8886
34.4 | 11257.8154 | 200.0582 | 212.4215 | 300.0873
34.5 | 11277.768 | 199.5254 | 211.8558 | 299.2882
34.6 | 11297.6674 | 198.9941 | 211.2916 | 298.4911
34.7 | 11317.5138 | 198.4641 | 210.7289 | 297.6962
34.8 | 11337.3074 | 197.9356 | 210.1677 | 296.9034
34.9 | 11357.0482 | 197.4085 | 209.608 | 296.1127
35 | 11376.7365 | 196.8828 | 209.0498 | 295.3241
35.1 | 11396.3723 | 196.3584 | 208.4931 | 294.5376
35.2 | 11415.9559 | 195.8355 | 207.9378 | 293.7533
35.3 | 11435.4873 | 195.314 | 207.3841 | 292.971
35.4 | 11454.9667 | 194.7938 | 206.8318 | 292.1907
35.5 | 11474.3942 | 194.2751 | 206.281 | 291.4126
35.6 | 11493.7699 | 193.7577 | 205.7316 | 290.6365
35.7 | 11513.0941 | 193.2417 | 205.1837 | 289.8625
35.8 | 11532.3668 | 192.7271 | 204.6373 | 289.0906
35.9 | 11551.5882 | 192.2138 | 204.0923 | 288.3207
36 | 11570.7584 | 191.7019 | 203.5488 | 287.5529
36.1 | 11589.8775 | 191.1914 | 203.0067 | 286.7871
36.2 | 11608.9458 | 190.6822 | 202.4661 | 286.0234
36.3 | 11627.9632 | 190.1744 | 201.9269 | 285.2617
36.4 | 11646.93 | 189.668 | 201.3891 | 284.502
36.5 | 11665.8463 | 189.1629 | 200.8528 | 283.7443
36.6 | 11684.7122 | 188.6591 | 200.3179 | 282.9887
36.7 | 11703.5279 | 188.1567 | 199.7844 | 282.235
36.8 | 11722.2934 | 187.6556 | 199.2524 | 281.4834
36.9 | 11741.009 | 187.1559 | 198.7218 | 280.7338
37 | 11759.6748 | 186.6574 | 198.1925 | 279.9862
37.1 | 11778.2908 | 186.1603 | 197.6647 | 279.2405
37.2 | 11796.8572 | 185.6646 | 197.1383 | 278.4969
37.3 | 11815.3743 | 185.1701 | 196.6133 | 277.7552
37.4 | 11833.842 | 184.677 | 196.0897 | 277.0155
37.5 | 11852.2605 | 184.1852 | 195.5675 | 276.2778
37.6 | 11870.6299 | 183.6947 | 195.0467 | 275.542
37.7 | 11888.9505 | 183.2055 | 194.5272 | 274.8082
37.8 | 11907.2223 | 182.7176 | 194.0092 | 274.0764
37.9 | 11925.4454 | 182.231 | 193.4925 | 273.3465
38 | 11943.6199 | 181.7457 | 192.9772 | 272.6185
38.1 | 11961.7461 | 181.2617 | 192.4633 | 271.8925
38.2 | 11979.824 | 180.779 | 191.9508 | 271.1684
38.3 | 11997.8537 | 180.2975 | 191.4396 | 270.4463
38.4 | 12015.8355 | 179.8174 | 190.9297 | 269.7261
38.5 | 12033.7693 | 179.3385 | 190.4213 | 269.0077
38.6 | 12051.6554 | 178.8609 | 189.9142 | 268.2913
38.7 | 12069.4939 | 178.3846 | 189.4084 | 267.5769
38.8 | 12087.2848 | 177.9095 | 188.904 | 266.8643
38.9 | 12105.0284 | 177.4357 | 188.4009 | 266.1536
39 | 12122.7247 | 176.9632 | 187.8992 | 265.4448
39.1 | 12140.3739 | 176.4919 | 187.3988 | 264.7379
39.2 | 12157.9761 | 176.0219 | 186.8997 | 264.0328
39.3 | 12175.5314 | 175.5531 | 186.402 | 263.3297
39.4 | 12193.04 | 175.0856 | 185.9056 | 262.6284
39.5 | 12210.5019 | 174.6193 | 185.4105 | 261.929
39.6 | 12227.9173 | 174.1543 | 184.9167 | 261.2315
39.7 | 12245.2864 | 173.6905 | 184.4242 | 260.5358
39.8 | 12262.6092 | 173.228 | 183.9331 | 259.8419
39.9 | 12279.8858 | 172.7666 | 183.4433 | 259.1499
40 | 12297.1165 | 172.3065 | 182.9547 | 258.4598
40.1 | 12314.3013 | 171.8477 | 182.4675 | 257.7715
40.2 | 12331.4403 | 171.39 | 181.9816 | 257.085
40.3 | 12348.5336 | 170.9336 | 181.4969 | 256.4004
40.4 | 12365.5815 | 170.4784 | 181.0136 | 255.7175
40.5 | 12382.5839 | 170.0244 | 180.5315 | 255.0365
40.6 | 12399.5411 | 169.5716 | 180.0507 | 254.3574
40.7 | 12416.453 | 169.12 | 179.5712 | 253.68
40.8 | 12433.32 | 168.6696 | 179.093 | 253.0044
40.9 | 12450.142 | 168.2204 | 178.6161 | 252.3306
41 | 12466.9193 | 167.7724 | 178.1404 | 251.6586
41.1 | 12483.6519 | 167.3256 | 177.666 | 250.9884
41.2 | 12500.3399 | 166.88 | 177.1929 | 250.32
41.3 | 12516.9834 | 166.4356 | 176.721 | 249.6534
41.4 | 12533.5826 | 165.9924 | 176.2503 | 248.9885
41.5 | 12550.1377 | 165.5503 | 175.781 | 248.3254
41.6 | 12566.6486 | 165.1094 | 175.3128 | 247.6641
41.7 | 12583.1156 | 164.6697 | 174.846 | 247.0046
41.8 | 12599.5387 | 164.2312 | 174.3803 | 246.3468
41.9 | 12615.9181 | 163.7938 | 173.9159 | 245.6907
42 | 12632.2539 | 163.3576 | 173.4528 | 245.0364
42.1 | 12648.5461 | 162.9226 | 172.9908 | 244.3839
42.2 | 12664.795 | 162.4887 | 172.5302 | 243.733
42.3 | 12681.0006 | 162.056 | 172.0707 | 243.0839
42.4 | 12697.163 | 161.6244 | 171.6124 | 242.4366
42.5 | 12713.2824 | 161.194 | 171.1554 | 241.7909
42.6 | 12729.3589 | 160.7647 | 170.6996 | 241.147
42.7 | 12745.3925 | 160.3366 | 170.245 | 240.5048
42.8 | 12761.3835 | 159.9096 | 169.7916 | 239.8643
42.9 | 12777.3319 | 159.4837 | 169.3395 | 239.2256
43 | 12793.2378 | 159.059 | 168.8885 | 238.5885
43.1 | 12809.1013 | 158.6354 | 168.4387 | 237.9531
43.2 | 12824.9226 | 158.2129 | 167.9902 | 237.3194
43.3 | 12840.7017 | 157.7916 | 167.5428 | 236.6874
43.4 | 12856.4389 | 157.3714 | 167.0966 | 236.057
43.5 | 12872.1341 | 156.9523 | 166.6516 | 235.4284
43.6 | 12887.7875 | 156.5343 | 166.2078 | 234.8014
43.7 | 12903.3993 | 156.1174 | 165.7651 | 234.1761
43.8 | 12918.9694 | 155.7017 | 165.3237 | 233.5525
43.9 | 12934.4981 | 155.287 | 164.8834 | 232.9305
44 | 12949.9855 | 154.8735 | 164.4443 | 232.3102
44.1 | 12965.4316 | 154.461 | 164.0064 | 231.6915
44.2 | 12980.8366 | 154.0497 | 163.5696 | 231.0745
44.3 | 12996.2005 | 153.6394 | 163.134 | 230.4591
44.4 | 13011.5235 | 153.2303 | 162.6996 | 229.8454
44.5 | 13026.8057 | 152.8222 | 162.2663 | 229.2333
44.6 | 13042.0473 | 152.4152 | 161.8341 | 228.6228
44.7 | 13057.2482 | 152.0093 | 161.4032 | 228.014
44.8 | 13072.4086 | 151.6045 | 160.9733 | 227.4067
44.9 | 13087.5287 | 151.2007 | 160.5446 | 226.8011
45 | 13102.6085 | 150.7981 | 160.1171 | 226.1971
45.1 | 13117.6482 | 150.3965 | 159.6907 | 225.5947
45.2 | 13132.6478 | 149.996 | 159.2654 | 224.9939
45.3 | 13147.6074 | 149.5965 | 158.8413 | 224.3948
45.4 | 13162.5272 | 149.1981 | 158.4183 | 223.7972
45.5 | 13177.4073 | 148.8008 | 157.9964 | 223.2012
45.6 | 13192.2478 | 148.4045 | 157.5756 | 222.6068
45.7 | 13207.0487 | 148.0093 | 157.156 | 222.0139
45.8 | 13221.8102 | 147.6151 | 156.7374 | 221.4227
45.9 | 13236.5324 | 147.222 | 156.32 | 220.833
46 | 13251.2154 | 146.8299 | 155.9037 | 220.2449
46.1 | 13265.8593 | 146.4389 | 155.4885 | 219.6584
46.2 | 13280.4642 | 146.0489 | 155.0745 | 219.0734
46.3 | 13295.0302 | 145.66 | 154.6615 | 218.49
46.4 | 13309.5574 | 145.2721 | 154.2496 | 217.9081
46.5 | 13324.0459 | 144.8852 | 153.8388 | 217.3278
46.6 | 13338.4958 | 144.4994 | 153.4291 | 216.749
46.7 | 13352.9073 | 144.1145 | 153.0205 | 216.1718
46.8 | 13367.2804 | 143.7307 | 152.613 | 215.5961
46.9 | 13381.6152 | 143.348 | 152.2066 | 215.022
47 | 13395.9118 | 142.9662 | 151.8012 | 214.4493
47.1 | 13410.1703 | 142.5855 | 151.397 | 213.8782
47.2 | 13424.3909 | 142.2058 | 150.9938 | 213.3086
47.3 | 13438.5736 | 141.8271 | 150.5917 | 212.7406
47.4 | 13452.7186 | 141.4494 | 150.1906 | 212.174
47.5 | 13466.8258 | 141.0727 | 149.7907 | 211.609
47.6 | 13480.8955 | 140.697 | 149.3917 | 211.0454
47.7 | 13494.9278 | 140.3223 | 148.9939 | 210.4834
47.8 | 13508.9226 | 139.9486 | 148.5971 | 209.9229
47.9 | 13522.8802 | 139.5759 | 148.2014 | 209.3638
48 | 13536.8006 | 139.2042 | 147.8067 | 208.8063
48.1 | 13550.684 | 138.8335 | 147.4131 | 208.2502
48.2 | 13564.5303 | 138.4637 | 147.0205 | 207.6956
48.3 | 13578.3398 | 138.095 | 146.629 | 207.1425
48.4 | 13592.1126 | 137.7272 | 146.2385 | 206.5908
48.5 | 13605.8486 | 137.3604 | 145.849 | 206.0407
48.6 | 13619.5481 | 136.9946 | 145.4606 | 205.4919
48.7 | 13633.211 | 136.6298 | 145.0732 | 204.9447
48.8 | 13646.8376 | 136.2659 | 144.6869 | 204.3989
48.9 | 13660.4279 | 135.903 | 144.3016 | 203.8546
49 | 13673.9821 | 135.5411 | 143.9173 | 203.3117
49.1 | 13687.5001 | 135.1802 | 143.534 | 202.7702
49.2 | 13700.9821 | 134.8202 | 143.1518 | 202.2302
49.3 | 13714.4282 | 134.4611 | 142.7705 | 201.6917
49.4 | 13727.8385 | 134.103 | 142.3903 | 201.1545
49.5 | 13741.2131 | 133.7459 | 142.0111 | 200.6188
49.6 | 13754.5521 | 133.3897 | 141.6329 | 200.0846
49.7 | 13767.8555 | 133.0345 | 141.2557 | 199.5517
49.8 | 13781.1235 | 132.6802 | 140.8796 | 199.0203
49.9 | 13794.3562 | 132.3269 | 140.5044 | 198.4903
50 | 13807.5537 | 131.9745 | 140.1302 | 197.9617
50.1 | 13820.716 | 131.623 | 139.757 | 197.4345
50.2 | 13833.8432 | 131.2725 | 139.3848 | 196.9087
50.3 | 13846.9355 | 130.9229 | 139.0136 | 196.3843
50.4 | 13859.9929 | 130.5742 | 138.6434 | 195.8613
50.5 | 13873.0156 | 130.2265 | 138.2742 | 195.3397
50.6 | 13886.0035 | 129.8797 | 137.906 | 194.8195
50.7 | 13898.9569 | 129.5338 | 137.5387 | 194.3007
50.8 | 13911.8758 | 129.1888 | 137.1724 | 193.7832
50.9 | 13924.7603 | 128.8448 | 136.8071 | 193.2672
51 | 13937.6104 | 128.5016 | 136.4428 | 192.7525
51.1 | 13950.4264 | 128.1594 | 136.0794 | 192.2391
51.2 | 13963.2082 | 127.8181 | 135.717 | 191.7272
51.3 | 13975.956 | 127.4777 | 135.3556 | 191.2166
51.4 | 13988.6698 | 127.1382 | 134.9951 | 190.7074
51.5 | 14001.3498 | 126.7997 | 134.6356 | 190.1995
51.6 | 14013.996 | 126.462 | 134.2771 | 189.693
51.7 | 14026.6085 | 126.1252 | 133.9195 | 189.1878
51.8 | 14039.1874 | 125.7893 | 133.5628 | 188.684
51.9 | 14051.7328 | 125.4543 | 133.2071 | 188.1815
52 | 14064.2449 | 125.1202 | 132.8524 | 187.6803
52.1 | 14076.7236 | 124.787 | 132.4986 | 187.1805
52.2 | 14089.169 | 124.4547 | 132.1457 | 186.682
52.3 | 14101.5814 | 124.1233 | 131.7938 | 186.1849
52.4 | 14113.9606 | 123.7927 | 131.4428 | 185.6891
52.5 | 14126.3069 | 123.463 | 131.0928 | 185.1945
52.6 | 14138.6203 | 123.1342 | 130.7437 | 184.7013
52.7 | 14150.901 | 122.8063 | 130.3955 | 184.2095
52.8 | 14163.1489 | 122.4793 | 130.0482 | 183.7189
52.9 | 14175.3642 | 122.1531 | 129.7019 | 183.2296
53 | 14187.547 | 121.8278 | 129.3565 | 182.7417
53.1 | 14199.6973 | 121.5033 | 129.012 | 182.255
53.2 | 14211.8153 | 121.1798 | 128.6684 | 181.7696
53.3 | 14223.901 | 120.857 | 128.3258 | 181.2856
53.4 | 14235.9545 | 120.5352 | 127.984 | 180.8028
53.5 | 14247.9759 | 120.2142 | 127.6432 | 180.3213
53.6 | 14259.9653 | 119.894 | 127.3033 | 179.8411
53.7 | 14271.9228 | 119.5748 | 126.9642 | 179.3621
53.8 | 14283.8485 | 119.2563 | 126.6261 | 178.8845
53.9 | 14295.7423 | 118.9387 | 126.2889 | 178.4081
54 | 14307.6045 | 118.622 | 125.9526 | 177.933
54.1 | 14319.4351 | 118.3061 | 125.6171 | 177.4591
54.2 | 14331.2342 | 117.991 | 125.2826 | 176.9865
54.3 | 14343.0019 | 117.6768 | 124.949 | 176.5152
54.4 | 14354.7382 | 117.3634 | 124.6162 | 176.0451
54.5 | 14366.4433 | 117.0508 | 124.2843 | 175.5763
54.6 | 14378.1172 | 116.7391 | 123.9534 | 175.1087
54.7 | 14389.7601 | 116.4282 | 123.6233 | 174.6424
54.8 | 14401.3719 | 116.1182 | 123.294 | 174.1773
54.9 | 14412.9528 | 115.8089 | 122.9657 | 173.7134
55 | 14424.5028 | 115.5005 | 122.6382 | 173.2508
55.1 | 14436.0221 | 115.1929 | 122.3116 | 172.7894
55.2 | 14447.5107 | 114.8862 | 121.9859 | 172.3292
55.3 | 14458.9688 | 114.5802 | 121.661 | 171.8703
55.4 | 14470.3963 | 114.2751 | 121.337 | 171.4126
55.5 | 14481.7933 | 113.9707 | 121.0139 | 170.9561
55.6 | 14493.1601 | 113.6672 | 120.6916 | 170.5008
55.7 | 14504.4965 | 113.3645 | 120.3702 | 170.0468
55.8 | 14515.8028 | 113.0626 | 120.0496 | 169.5939
55.9 | 14527.0789 | 112.7615 | 119.7299 | 169.1423
56 | 14538.325 | 112.4612 | 119.4111 | 168.6918
56.1 | 14549.5412 | 112.1617 | 119.0931 | 168.2426
56.2 | 14560.7275 | 111.863 | 118.7759 | 167.7945
56.3 | 14571.884 | 111.5651 | 118.4596 | 167.3477
56.4 | 14583.0108 | 111.268 | 118.1441 | 166.902
56.5 | 14594.108 | 110.9717 | 117.8295 | 166.4575
56.6 | 14605.1756 | 110.6762 | 117.5157 | 166.0142
56.7 | 14616.2138 | 110.3814 | 117.2028 | 165.5721
56.8 | 14627.2225 | 110.0875 | 116.8906 | 165.1312
56.9 | 14638.2019 | 109.7943 | 116.5793 | 164.6914
57 | 14649.1521 | 109.5019 | 116.2689 | 164.2528
57.1 | 14660.0731 | 109.2103 | 115.9592 | 163.8154
57.2 | 14670.9651 | 108.9194 | 115.6504 | 163.3791
57.3 | 14681.828 | 108.6294 | 115.3424 | 162.944
57.4 | 14692.662 | 108.3401 | 115.0353 | 162.5101
57.5 | 14703.4672 | 108.0515 | 114.7289 | 162.0773
57.6 | 14714.2436 | 107.7638 | 114.4234 | 161.6457
57.7 | 14724.9912 | 107.4768 | 114.1187 | 161.2152
57.8 | 14735.7103 | 107.1906 | 113.8147 | 160.7859
57.9 | 14746.4008 | 106.9051 | 113.5116 | 160.3577
58 | 14757.0629 | 106.6204 | 113.2093 | 159.9306
58.1 | 14767.6965 | 106.3365 | 112.9079 | 159.5047
58.2 | 14778.3018 | 106.0533 | 112.6072 | 159.0799
58.3 | 14788.8789 | 105.7709 | 112.3073 | 158.6563
58.4 | 14799.4278 | 105.4892 | 112.0082 | 158.2338
58.5 | 14809.9487 | 105.2083 | 111.7099 | 157.8124
58.6 | 14820.4415 | 104.9281 | 111.4124 | 157.3921
58.7 | 14830.9063 | 104.6486 | 111.1157 | 156.973
58.8 | 14841.3433 | 104.3699 | 110.8198 | 156.5549
58.9 | 14851.7525 | 104.092 | 110.5247 | 156.138
59 | 14862.134 | 103.8148 | 110.2303 | 155.7222
59.1 | 14872.4878 | 103.5383 | 109.9368 | 155.3075
59.2 | 14882.8141 | 103.2626 | 109.644 | 154.8939
59.3 | 14893.1129 | 102.9876 | 109.352 | 154.4814
59.4 | 14903.3842 | 102.7133 | 109.0608 | 154.07
59.5 | 14913.6282 | 102.4398 | 108.7703 | 153.6597
59.6 | 14923.8449 | 102.167 | 108.4807 | 153.2504
59.7 | 14934.0343 | 101.8949 | 108.1918 | 152.8423
59.8 | 14944.1967 | 101.6235 | 107.9037 | 152.4353
59.9 | 14954.332 | 101.3529 | 107.6163 | 152.0293
60 | 14964.4403 | 101.083 | 107.3297 | 151.6245
60.1 | 14974.5217 | 100.8138 | 107.0439 | 151.2207
60.2 | 14984.5762 | 100.5453 | 106.7588 | 150.818
60.3 | 14994.6039 | 100.2775 | 106.4745 | 150.4163
60.4 | 15004.605 | 100.0105 | 106.1909 | 150.0157
60.5 | 15014.5794 | 99.7441 | 105.9081 | 149.6162
60.6 | 15024.5273 | 99.4785 | 105.6261 | 149.2178
60.7 | 15034.4486 | 99.2136 | 105.3448 | 148.8204
60.8 | 15044.3436 | 98.9494 | 105.0642 | 148.4241
60.9 | 15054.2121 | 98.6859 | 104.7844 | 148.0288
61 | 15064.0545 | 98.4231 | 104.5054 | 147.6346
61.1 | 15073.8705 | 98.1609 | 104.2271 | 147.2414
61.2 | 15083.6605 | 97.8995 | 103.9495 | 146.8493
61.3 | 15093.4244 | 97.6388 | 103.6727 | 146.4582
61.4 | 15103.1623 | 97.3788 | 103.3966 | 146.0682
61.5 | 15112.8742 | 97.1195 | 103.1212 | 145.6792
61.6 | 15122.5603 | 96.8608 | 102.8466 | 145.2912
61.7 | 15132.2206 | 96.6029 | 102.5727 | 144.9043
61.8 | 15141.8551 | 96.3456 | 102.2996 | 144.5184
61.9 | 15151.464 | 96.089 | 102.0271 | 144.1335
62 | 15161.0473 | 95.8331 | 101.7554 | 143.7497
62.1 | 15170.6051 | 95.5779 | 101.4844 | 143.3669
62.2 | 15180.1375 | 95.3234 | 101.2142 | 142.9851
62.3 | 15189.6444 | 95.0695 | 100.9446 | 142.6043
62.4 | 15199.1261 | 94.8163 | 100.6758 | 142.2245
62.5 | 15208.5824 | 94.5638 | 100.4077 | 141.8457
62.6 | 15218.0136 | 94.312 | 100.1403 | 141.468
62.7 | 15227.4197 | 94.0608 | 99.8736 | 141.0912
62.8 | 15236.8008 | 93.8103 | 99.6076 | 140.7155
62.9 | 15246.1568 | 93.5605 | 99.3424 | 140.3408
63 | 15255.4879 | 93.3113 | 99.0778 | 139.967
63.1 | 15264.7942 | 93.0628 | 98.8139 | 139.5943
63.2 | 15274.0757 | 92.815 | 98.5508 | 139.2225
63.3 | 15283.3325 | 92.5678 | 98.2883 | 138.8518
63.4 | 15292.5647 | 92.3213 | 98.0266 | 138.482
63.5 | 15301.7722 | 92.0755 | 97.7655 | 138.1132
63.6 | 15310.9552 | 91.8302 | 97.5052 | 137.7454
63.7 | 15320.1138 | 91.5857 | 97.2455 | 137.3785
63.8 | 15329.248 | 91.3418 | 96.9865 | 137.0127
63.9 | 15338.3578 | 91.0985 | 96.7282 | 136.6478
64 | 15347.4434 | 90.8559 | 96.4706 | 136.2839
64.1 | 15356.5048 | 90.614 | 96.2137 | 135.921
64.2 | 15365.5421 | 90.3727 | 95.9575 | 135.559
64.3 | 15374.5553 | 90.132 | 95.702 | 135.198
64.4 | 15383.5445 | 89.892 | 95.4471 | 134.8379
64.5 | 15392.5097 | 89.6526 | 95.1929 | 134.4788
64.6 | 15401.4511 | 89.4138 | 94.9394 | 134.1207
64.7 | 15410.3687 | 89.1757 | 94.6866 | 133.7635
64.8 | 15419.2625 | 88.9382 | 94.4344 | 133.4073
64.9 | 15428.1326 | 88.7013 | 94.1829 | 133.052
65 | 15436.9791 | 88.4651 | 93.9321 | 132.6977
65.1 | 15445.8021 | 88.2295 | 93.6819 | 132.3443
65.2 | 15454.6016 | 87.9946 | 93.4324 | 131.9918
65.3 | 15463.3776 | 87.7602 | 93.1836 | 131.6403
65.4 | 15472.1302 | 87.5265 | 92.9355 | 131.2898
65.5 | 15480.8596 | 87.2934 | 92.688 | 130.9401
65.6 | 15489.5657 | 87.0609 | 92.4411 | 130.5914
65.7 | 15498.2486 | 86.8291 | 92.195 | 130.2436
65.8 | 15506.9084 | 86.5979 | 91.9494 | 129.8968
65.9 | 15515.5451 | 86.3672 | 91.7046 | 129.5509
66 | 15524.1588 | 86.1372 | 91.4603 | 129.2058
66.1 | 15532.7496 | 85.9078 | 91.2168 | 128.8618
66.2 | 15541.3175 | 85.6791 | 90.9738 | 128.5186
66.3 | 15549.8626 | 85.4509 | 90.7316 | 128.1763
66.4 | 15558.3849 | 85.2233 | 90.4899 | 127.835
66.5 | 15566.8845 | 84.9964 | 90.249 | 127.4945
66.6 | 15575.3615 | 84.77 | 90.0086 | 127.155
66.7 | 15583.816 | 84.5442 | 89.7689 | 126.8164
66.8 | 15592.2479 | 84.3191 | 89.5298 | 126.4786
66.9 | 15600.6573 | 84.0945 | 89.2914 | 126.1418
67 | 15609.0444 | 83.8706 | 89.0536 | 125.8059
67.1 | 15617.4091 | 83.6472 | 88.8165 | 125.4709
67.2 | 15625.7516 | 83.4245 | 88.5799 | 125.1367
67.3 | 15634.0718 | 83.2023 | 88.344 | 124.8035
67.4 | 15642.3699 | 82.9807 | 88.1088 | 124.4711
67.5 | 15650.6458 | 82.7597 | 87.8741 | 124.1396
67.6 | 15658.8998 | 82.5393 | 87.6401 | 123.809
67.7 | 15667.1317 | 82.3195 | 87.4067 | 123.4793
67.8 | 15675.3418 | 82.1003 | 87.1739 | 123.1505
67.9 | 15683.5299 | 81.8817 | 86.9418 | 122.8225
68 | 15691.6963 | 81.6636 | 86.7102 | 122.4954
68.1 | 15699.8409 | 81.4461 | 86.4793 | 122.1692
68.2 | 15707.9638 | 81.2292 | 86.249 | 121.8438
68.3 | 15716.0651 | 81.0129 | 86.0193 | 121.5193
68.4 | 15724.1448 | 80.7972 | 85.7903 | 121.1957
68.5 | 15732.203 | 80.582 | 85.5618 | 120.873
68.6 | 15740.2398 | 80.3674 | 85.3339 | 120.5511
68.7 | 15748.2551 | 80.1534 | 85.1067 | 120.23
68.8 | 15756.2491 | 79.9399 | 84.88 | 119.9098
68.9 | 15764.2218 | 79.727 | 84.654 | 119.5905
69 | 15772.1733 | 79.5147 | 84.4285 | 119.272
69.1 | 15780.1036 | 79.3029 | 84.2037 | 118.9544
69.2 | 15788.0127 | 79.0917 | 83.9794 | 118.6376
69.3 | 15795.9008 | 78.8811 | 83.7558 | 118.3217
69.4 | 15803.7679 | 78.671 | 83.5327 | 118.0066
69.5 | 15811.6141 | 78.4615 | 83.3103 | 117.6923
69.6 | 15819.4394 | 78.2526 | 83.0884 | 117.3789
69.7 | 15827.2438 | 78.0442 | 82.8671 | 117.0663
69.8 | 15835.0274 | 77.8363 | 82.6465 | 116.7545
69.9 | 15842.7903 | 77.6291 | 82.4264 | 116.4436
70 | 15850.5325 | 77.4223 | 82.2069 | 116.1335
70.1 | 15858.2542 | 77.2161 | 81.9879 | 115.8242
70.2 | 15865.9552 | 77.0105 | 81.7696 | 115.5157
70.3 | 15873.6357 | 76.8054 | 81.5518 | 115.2081
70.4 | 15881.2958 | 76.6009 | 81.3346 | 114.9013
70.5 | 15888.9355 | 76.3969 | 81.118 | 114.5953
70.6 | 15896.5549 | 76.1934 | 80.902 | 114.2901
70.7 | 15904.1539 | 75.9905 | 80.6866 | 113.9858
70.8 | 15911.7327 | 75.7881 | 80.4717 | 113.6822
70.9 | 15919.2914 | 75.5863 | 80.2574 | 113.3795
71 | 15926.8299 | 75.385 | 80.0436 | 113.0775
71.1 | 15934.3483 | 75.1842 | 79.8305 | 112.7764
71.2 | 15941.8467 | 74.984 | 79.6179 | 112.476
71.3 | 15949.3251 | 74.7843 | 79.4058 | 112.1765
71.4 | 15956.7836 | 74.5852 | 79.1944 | 111.8778
71.5 | 15964.2223 | 74.3865 | 78.9835 | 111.5798
71.6 | 15971.6411 | 74.1884 | 78.7731 | 111.2827
71.7 | 15979.0402 | 73.9909 | 78.5634 | 110.9863
71.8 | 15986.4196 | 73.7938 | 78.3541 | 110.6907
71.9 | 15993.7793 | 73.5973 | 78.1455 | 110.396
72 | 16001.1195 | 73.4013 | 77.9374 | 110.102
72.1 | 16008.44 | 73.2058 | 77.7298 | 109.8087
72.2 | 16015.7411 | 73.0109 | 77.5228 | 109.5163
72.3 | 16023.0228 | 72.8164 | 77.3163 | 109.2247
72.4 | 16030.285 | 72.6225 | 77.1104 | 108.9338
72.5 | 16037.5279 | 72.4291 | 76.9051 | 108.6437
72.6 | 16044.7516 | 72.2362 | 76.7003 | 108.3543
72.7 | 16051.9559 | 72.0439 | 76.496 | 108.0658
72.8 | 16059.1411 | 71.852 | 76.2923 | 107.778
72.9 | 16066.3072 | 71.6606 | 76.0891 | 107.491
73 | 16073.4542 | 71.4698 | 75.8865 | 107.2047
73.1 | 16080.5821 | 71.2795 | 75.6844 | 106.9192
73.2 | 16087.6911 | 71.0896 | 75.4828 | 106.6345
73.3 | 16094.7811 | 70.9003 | 75.2818 | 106.3505
73.4 | 16101.8523 | 70.7115 | 75.0813 | 106.0673
73.5 | 16108.9046 | 70.5232 | 74.8814 | 105.7848
73.6 | 16115.9381 | 70.3354 | 74.682 | 105.5031
73.7 | 16122.953 | 70.1481 | 74.4831 | 105.2221
73.8 | 16129.9491 | 69.9613 | 74.2847 | 104.9419
73.9 | 16136.9266 | 69.7749 | 74.0869 | 104.6624
74 | 16143.8855 | 69.5891 | 73.8896 | 104.3837
74.1 | 16150.8259 | 69.4038 | 73.6928 | 104.1057
74.2 | 16157.7478 | 69.219 | 73.4966 | 103.8285
74.3 | 16164.6512 | 69.0346 | 73.3008 | 103.552
74.4 | 16171.5363 | 68.8508 | 73.1056 | 103.2762
74.5 | 16178.4031 | 68.6674 | 72.9109 | 103.0012
74.6 | 16185.2515 | 68.4846 | 72.7168 | 102.7268
74.7 | 16192.0817 | 68.3022 | 72.5231 | 102.4533
74.8 | 16198.8938 | 68.1203 | 72.33 | 102.1804
74.9 | 16205.6876 | 67.9389 | 72.1374 | 101.9083
75 | 16212.4634 | 67.7579 | 71.9452 | 101.6369
75.1 | 16219.2212 | 67.5775 | 71.7536 | 101.3662
75.2 | 16225.9609 | 67.3975 | 71.5626 | 101.0963
75.3 | 16232.6827 | 67.218 | 71.372 | 100.8271
75.4 | 16239.3867 | 67.039 | 71.1819 | 100.5586
75.5 | 16246.0727 | 66.8605 | 70.9923 | 100.2908
75.6 | 16252.7409 | 66.6824 | 70.8033 | 100.0237
75.7 | 16259.3914 | 66.5049 | 70.6147 | 99.7573
75.8 | 16266.0242 | 66.3278 | 70.4267 | 99.4916
75.9 | 16272.6393 | 66.1511 | 70.2391 | 99.2267
76 | 16279.2368 | 65.9749 | 70.0521 | 98.9624
76.1 | 16285.8167 | 65.7992 | 69.8655 | 98.6989
76.2 | 16292.3791 | 65.624 | 69.6794 | 98.436
76.3 | 16298.9241 | 65.4493 | 69.4939 | 98.1739
76.4 | 16305.4516 | 65.275 | 69.3088 | 97.9124
76.5 | 16311.9617 | 65.1011 | 69.1242 | 97.6517
76.6 | 16318.4544 | 64.9277 | 68.9401 | 97.3916
76.7 | 16324.9299 | 64.7548 | 68.7566 | 97.1323
76.8 | 16331.3882 | 64.5824 | 68.5734 | 96.8736
76.9 | 16337.8292 | 64.4104 | 68.3908 | 96.6156
77 | 16344.2531 | 64.2389 | 68.2087 | 96.3583
77.1 | 16350.6599 | 64.0678 | 68.027 | 96.1017
77.2 | 16357.0496 | 63.8972 | 67.8459 | 95.8458
77.3 | 16363.4223 | 63.727 | 67.6652 | 95.5905
77.4 | 16369.778 | 63.5573 | 67.485 | 95.3359
77.5 | 16376.1168 | 63.388 | 67.3053 | 95.082
77.6 | 16382.4387 | 63.2192 | 67.126 | 94.8288
77.7 | 16388.7438 | 63.0509 | 66.9473 | 94.5763
77.8 | 16395.0321 | 62.8829 | 66.769 | 94.3244
77.9 | 16401.3037 | 62.7155 | 66.5912 | 94.0732
78 | 16407.5585 | 62.5485 | 66.4138 | 93.8227
78.1 | 16413.7967 | 62.3819 | 66.237 | 93.5728
78.2 | 16420.0183 | 62.2158 | 66.0606 | 93.3236
78.3 | 16426.2233 | 62.0501 | 65.8846 | 93.0751
78.4 | 16432.4118 | 61.8848 | 65.7092 | 92.8272
78.5 | 16438.5838 | 61.72 | 65.5342 | 92.58
78.6 | 16444.7393 | 61.5557 | 65.3597 | 92.3335
78.7 | 16450.8785 | 61.3917 | 65.1856 | 92.0876
78.8 | 16457.0013 | 61.2282 | 65.012 | 91.8423
78.9 | 16463.1079 | 61.0652 | 64.8389 | 91.5978
79 | 16469.1981 | 60.9026 | 64.6662 | 91.3538
79.1 | 16475.2721 | 60.7404 | 64.494 | 91.1105
79.2 | 16481.33 | 60.5786 | 64.3222 | 90.8679
79.3 | 16487.3717 | 60.4173 | 64.1509 | 90.6259
79.4 | 16493.3974 | 60.2564 | 63.9801 | 90.3846
79.5 | 16499.407 | 60.0959 | 63.8097 | 90.1439
79.6 | 16505.4006 | 59.9359 | 63.6398 | 89.9038
79.7 | 16511.3782 | 59.7762 | 63.4703 | 89.6644
79.8 | 16517.3399 | 59.6171 | 63.3013 | 89.4256
79.9 | 16523.2857 | 59.4583 | 63.1327 | 89.1874
80 | 16529.2157 | 59.2999 | 62.9646 | 88.9499
80.1 | 16535.1299 | 59.142 | 62.7969 | 88.713
80.2 | 16541.0284 | 58.9845 | 62.6296 | 88.4768
80.3 | 16546.9111 | 58.8274 | 62.4629 | 88.2412
80.4 | 16552.7782 | 58.6708 | 62.2965 | 88.0062
80.5 | 16558.6296 | 58.5145 | 62.1306 | 87.7718
80.6 | 16564.4655 | 58.3587 | 61.9651 | 87.538
80.7 | 16570.2858 | 58.2033 | 61.8001 | 87.3049
80.8 | 16576.0907 | 58.0483 | 61.6355 | 87.0724
80.9 | 16581.88 | 57.8937 | 61.4714 | 86.8405
81 | 16587.654 | 57.7395 | 61.3077 | 86.6093
81.1 | 16593.4126 | 57.5857 | 61.1444 | 86.3786
81.2 | 16599.1558 | 57.4324 | 60.9816 | 86.1486
81.3 | 16604.8837 | 57.2794 | 60.8192 | 85.9192
81.4 | 16610.5964 | 57.1269 | 60.6572 | 85.6903
81.5 | 16616.2939 | 56.9748 | 60.4957 | 85.4621
81.6 | 16621.9762 | 56.823 | 60.3346 | 85.2345
81.7 | 16627.6434 | 56.6717 | 60.1739 | 85.0076
81.8 | 16633.2955 | 56.5208 | 60.0137 | 84.7812
81.9 | 16638.9325 | 56.3703 | 59.8538 | 84.5554
82 | 16644.5545 | 56.2201 | 59.6944 | 84.3302
82.1 | 16650.1615 | 56.0704 | 59.5355 | 84.1056
82.2 | 16655.7536 | 55.9211 | 59.3769 | 83.8816
82.3 | 16661.3309 | 55.7722 | 59.2188 | 83.6583
82.4 | 16666.8932 | 55.6236 | 59.0611 | 83.4355
82.5 | 16672.4408 | 55.4755 | 58.9038 | 83.2133
82.6 | 16677.9736 | 55.3278 | 58.7469 | 82.9917
82.7 | 16683.4916 | 55.1804 | 58.5905 | 82.7706
82.8 | 16688.9949 | 55.0335 | 58.4344 | 82.5502
82.9 | 16694.4836 | 54.8869 | 58.2788 | 82.3304
83 | 16699.9577 | 54.7407 | 58.1236 | 82.1111
83.1 | 16705.4172 | 54.595 | 57.9688 | 81.8925
83.2 | 16710.8622 | 54.4496 | 57.8144 | 81.6744
83.3 | 16716.2926 | 54.3046 | 57.6605 | 81.4569
83.4 | 16721.7086 | 54.16 | 57.5069 | 81.2399
83.5 | 16727.1102 | 54.0157 | 57.3538 | 81.0236
83.6 | 16732.4974 | 53.8719 | 57.201 | 80.8078
83.7 | 16737.8702 | 53.7284 | 57.0487 | 80.5926
83.8 | 16743.2288 | 53.5853 | 56.8968 | 80.378
83.9 | 16748.573 | 53.4426 | 56.7453 | 80.1639
84 | 16753.903 | 53.3003 | 56.5941 | 79.9504
84.1 | 16759.2189 | 53.1583 | 56.4434 | 79.7375
84.2 | 16764.5206 | 53.0168 | 56.2931 | 79.5252
84.3 | 16769.8081 | 52.8756 | 56.1432 | 79.3134
84.4 | 16775.0816 | 52.7348 | 55.9937 | 79.1022
84.5 | 16780.341 | 52.5943 | 55.8446 | 78.8915
84.6 | 16785.5865 | 52.4543 | 55.6958 | 78.6814
84.7 | 16790.8179 | 52.3146 | 55.5475 | 78.4719
84.8 | 16796.0354 | 52.1753 | 55.3996 | 78.2629
84.9 | 16801.2391 | 52.0363 | 55.252 | 78.0545
85 | 16806.4288 | 51.8977 | 55.1049 | 77.8466
85.1 | 16811.6048 | 51.7595 | 54.9582 | 77.6393
85.2 | 16816.767 | 51.6217 | 54.8118 | 77.4325
85.3 | 16821.9154 | 51.4842 | 54.6658 | 77.2263
85.4 | 16827.0501 | 51.3471 | 54.5202 | 77.0206
85.5 | 16832.1711 | 51.2104 | 54.375 | 76.8155
85.6 | 16837.2785 | 51.074 | 54.2302 | 76.611
85.7 | 16842.3723 | 50.938 | 54.0858 | 76.4069
85.8 | 16847.4525 | 50.8023 | 53.9418 | 76.2035
85.9 | 16852.5192 | 50.667 | 53.7981 | 76.0005
86 | 16857.5725 | 50.5321 | 53.6549 | 75.7981
86.1 | 16862.6122 | 50.3975 | 53.512 | 75.5963
86.2 | 16867.6385 | 50.2633 | 53.3695 | 75.3949
86.3 | 16872.6515 | 50.1294 | 53.2273 | 75.1942
86.4 | 16877.6511 | 49.9959 | 53.0856 | 74.9939
86.5 | 16882.6374 | 49.8628 | 52.9442 | 74.7942
86.6 | 16887.6104 | 49.73 | 52.8032 | 74.595
86.7 | 16892.5701 | 49.5976 | 52.6626 | 74.3963
86.8 | 16897.5167 | 49.4655 | 52.5223 | 74.1982
86.9 | 16902.45 | 49.3337 | 52.3825 | 74.0006
87 | 16907.3703 | 49.2024 | 52.243 | 73.8036
87.1 | 16912.2774 | 49.0713 | 52.1038 | 73.607
87.2 | 16917.1715 | 48.9407 | 51.9651 | 73.411
87.3 | 16922.0525 | 48.8103 | 51.8267 | 73.2155
87.4 | 16926.9205 | 48.6803 | 51.6887 | 73.0205
87.5 | 16931.7756 | 48.5507 | 51.551 | 72.826
87.6 | 16936.6177 | 48.4214 | 51.4137 | 72.6321
87.7 | 16941.447 | 48.2924 | 51.2768 | 72.4387
87.8 | 16946.2634 | 48.1638 | 51.1403 | 72.2458
87.9 | 16951.0669 | 48.0356 | 51.0041 | 72.0534
88 | 16955.8577 | 47.9076 | 50.8682 | 71.8615
88.1 | 16960.6357 | 47.7801 | 50.7328 | 71.6701
88.2 | 16965.401 | 47.6528 | 50.5977 | 71.4792
88.3 | 16970.1536 | 47.5259 | 50.4629 | 71.2889
88.4 | 16974.8935 | 47.3993 | 50.3285 | 71.099
88.5 | 16979.6208 | 47.2731 | 50.1945 | 70.9097
88.6 | 16984.3355 | 47.1472 | 50.0608 | 70.7208
88.7 | 16989.0377 | 47.0217 | 49.9275 | 70.5325
88.8 | 16993.7273 | 46.8964 | 49.7945 | 70.3447
88.9 | 16998.4045 | 46.7715 | 49.6619 | 70.1573
89 | 17003.0692 | 46.647 | 49.5297 | 69.9705
89.1 | 17007.7215 | 46.5228 | 49.3978 | 69.7841
89.2 | 17012.3614 | 46.3989 | 49.2662 | 69.5983
89.3 | 17016.9889 | 46.2753 | 49.135 | 69.413
89.4 | 17021.6041 | 46.1521 | 49.0042 | 69.2281
89.5 | 17026.207 | 46.0292 | 48.8737 | 69.0437
89.6 | 17030.7977 | 45.9066 | 48.7435 | 68.8599
89.7 | 17035.3761 | 45.7843 | 48.6137 | 68.6765
89.8 | 17039.9423 | 45.6624 | 48.4842 | 68.4936
89.9 | 17044.4964 | 45.5408 | 48.3551 | 68.3112
90 | 17049.0384 | 45.4195 | 48.2263 | 68.1293
90.1 | 17053.5682 | 45.2986 | 48.0979 | 67.9478
90.2 | 17058.086 | 45.1779 | 47.9698 | 67.7669
90.3 | 17062.5918 | 45.0576 | 47.8421 | 67.5864
90.4 | 17067.0855 | 44.9376 | 47.7147 | 67.4064
90.5 | 17071.5673 | 44.8179 | 47.5876 | 67.2269
90.6 | 17076.0372 | 44.6986 | 47.4609 | 67.0479
90.7 | 17080.4951 | 44.5795 | 47.3345 | 66.8693
90.8 | 17084.9412 | 44.4608 | 47.2084 | 66.6912
90.9 | 17089.3755 | 44.3424 | 47.0827 | 66.5136
91 | 17093.7979 | 44.2243 | 46.9573 | 66.3365
91.1 | 17098.2086 | 44.1066 | 46.8322 | 66.1598
91.2 | 17102.6075 | 43.9891 | 46.7075 | 65.9836
91.3 | 17106.9947 | 43.8719 | 46.5831 | 65.8079
91.4 | 17111.3702 | 43.7551 | 46.4591 | 65.6327
91.5 | 17115.734 | 43.6386 | 46.3354 | 65.4579
91.6 | 17120.0863 | 43.5224 | 46.212 | 65.2836
91.7 | 17124.4269 | 43.4065 | 46.0889 | 65.1097
91.8 | 17128.756 | 43.2909 | 45.9662 | 64.9363
91.9 | 17133.0736 | 43.1756 | 45.8437 | 64.7634
92 | 17137.3796 | 43.0606 | 45.7217 | 64.5909
92.1 | 17141.6742 | 42.9459 | 45.5999 | 64.4189
92.2 | 17145.9574 | 42.8316 | 45.4785 | 64.2473
92.3 | 17150.2291 | 42.7175 | 45.3573 | 64.0762
92.4 | 17154.4895 | 42.6037 | 45.2365 | 63.9056
92.5 | 17158.7385 | 42.4903 | 45.1161 | 63.7354
92.6 | 17162.9762 | 42.3771 | 44.9959 | 63.5657
92.7 | 17167.2027 | 42.2643 | 44.8761 | 63.3964
92.8 | 17171.4178 | 42.1517 | 44.7566 | 63.2276
92.9 | 17175.6218 | 42.0394 | 44.6374 | 63.0592
93 | 17179.8145 | 41.9275 | 44.5185 | 62.8912
93.1 | 17183.9961 | 41.8158 | 44.4 | 62.7238
93.2 | 17188.1666 | 41.7045 | 44.2817 | 62.5567
93.3 | 17192.3259 | 41.5934 | 44.1638 | 62.3901
93.4 | 17196.4742 | 41.4826 | 44.0462 | 62.224
93.5 | 17200.6114 | 41.3722 | 43.9289 | 62.0583
93.6 | 17204.7376 | 41.262 | 43.8119 | 61.893
93.7 | 17208.8528 | 41.1521 | 43.6952 | 61.7282
93.8 | 17212.957 | 41.0425 | 43.5789 | 61.5638
93.9 | 17217.0504 | 40.9332 | 43.4628 | 61.3998
94 | 17221.1328 | 40.8242 | 43.3471 | 61.2363
94.1 | 17225.2043 | 40.7155 | 43.2316 | 61.0732
94.2 | 17229.265 | 40.6071 | 43.1165 | 60.9106
94.3 | 17233.3149 | 40.4989 | 43.0017 | 60.7484
94.4 | 17237.354 | 40.3911 | 42.8871 | 60.5866
94.5 | 17241.3824 | 40.2835 | 42.7729 | 60.4252
94.6 | 17245.4 | 40.1762 | 42.659 | 60.2643
94.7 | 17249.4069 | 40.0692 | 42.5454 | 60.1038
94.8 | 17253.4032 | 39.9625 | 42.4321 | 59.9438
94.9 | 17257.3888 | 39.8561 | 42.3191 | 59.7841
95 | 17261.3638 | 39.7499 | 42.2064 | 59.6249
95.1 | 17265.3282 | 39.6441 | 42.094 | 59.4661
95.2 | 17269.282 | 39.5385 | 41.9819 | 59.3078
95.3 | 17273.2254 | 39.4332 | 41.8701 | 59.1498
95.4 | 17277.1582 | 39.3282 | 41.7586 | 58.9923
95.5 | 17281.0805 | 39.2235 | 41.6474 | 58.8352
95.6 | 17284.9924 | 39.119 | 41.5365 | 58.6785
95.7 | 17288.8939 | 39.0148 | 41.4259 | 58.5222
95.8 | 17292.785 | 38.9109 | 41.3155 | 58.3664
95.9 | 17296.6657 | 38.8073 | 41.2055 | 58.211
96 | 17300.5361 | 38.704 | 41.0958 | 58.0559
96.1 | 17304.3962 | 38.6009 | 40.9863 | 57.9013
96.2 | 17308.246 | 38.4981 | 40.8772 | 57.7471
96.3 | 17312.0856 | 38.3956 | 40.7683 | 57.5933
96.4 | 17315.9149 | 38.2933 | 40.6598 | 57.44
96.5 | 17319.734 | 38.1913 | 40.5515 | 57.287
96.6 | 17323.543 | 38.0896 | 40.4435 | 57.1344
96.7 | 17327.3418 | 37.9882 | 40.3358 | 56.9823
96.8 | 17331.1305 | 37.887 | 40.2284 | 56.8305
96.9 | 17334.9091 | 37.7861 | 40.1212 | 56.6792
97 | 17338.6777 | 37.6855 | 40.0144 | 56.5282
97.1 | 17342.4362 | 37.5851 | 39.9078 | 56.3777
97.2 | 17346.1847 | 37.485 | 39.8015 | 56.2275
97.3 | 17349.9232 | 37.3852 | 39.6955 | 56.0778
97.4 | 17353.6518 | 37.2856 | 39.5898 | 55.9285
97.5 | 17357.3704 | 37.1863 | 39.4844 | 55.7795
97.6 | 17361.0791 | 37.0873 | 39.3792 | 55.631
97.7 | 17364.778 | 36.9885 | 39.2744 | 55.4828
97.8 | 17368.467 | 36.89 | 39.1698 | 55.3351
97.9 | 17372.1462 | 36.7918 | 39.0655 | 55.1877
98 | 17375.8156 | 36.6938 | 38.9614 | 55.0407
98.1 | 17379.4752 | 36.5961 | 38.8577 | 54.8942
98.2 | 17383.125 | 36.4986 | 38.7542 | 54.748
98.3 | 17386.7652 | 36.4014 | 38.651 | 54.6022
98.4 | 17390.3956 | 36.3045 | 38.548 | 54.4568
98.5 | 17394.0164 | 36.2078 | 38.4454 | 54.3117
98.6 | 17397.6276 | 36.1114 | 38.343 | 54.1671
98.7 | 17401.2291 | 36.0152 | 38.2409 | 54.0228
98.8 | 17404.821 | 35.9193 | 38.1391 | 53.879
98.9 | 17408.4034 | 35.8237 | 38.0375 | 53.7355
99 | 17411.9762 | 35.7283 | 37.9362 | 53.5924
99.1 | 17415.5395 | 35.6331 | 37.8352 | 53.4497
99.2 | 17419.0933 | 35.5382 | 37.7344 | 53.3073
99.3 | 17422.6377 | 35.4436 | 37.6339 | 53.1653
99.4 | 17426.1726 | 35.3492 | 37.5337 | 53.0238
99.5 | 17429.6981 | 35.255 | 37.4337 | 52.8826
99.6 | 17433.2142 | 35.1611 | 37.334 | 52.7417
99.7 | 17436.721 | 35.0675 | 37.2346 | 52.6013
99.8 | 17440.2184 | 34.9741 | 37.1354 | 52.4612
99.9 | 17443.7065 | 34.881 | 37.0366 | 52.3215
100 | 17447.1853 | 34.7881 | 36.9379 | 52.1821
100.1 | 17450.6548 | 34.6954 | 36.8396 | 52.0432
100.2 | 17454.1151 | 34.603 | 36.7414 | 51.9046
100.3 | 17457.5662 | 34.5109 | 36.6436 | 51.7663
100.4 | 17461.0081 | 34.419 | 36.546 | 51.6285
100.5 | 17464.4409 | 34.3273 | 36.4487 | 51.491
100.6 | 17467.8645 | 34.2359 | 36.3516 | 51.3539
100.7 | 17471.2789 | 34.1447 | 36.2548 | 51.2171
100.8 | 17474.6843 | 34.0538 | 36.1583 | 51.0807
100.9 | 17478.0806 | 33.9631 | 36.062 | 50.9447
101 | 17481.4679 | 33.8727 | 35.9659 | 50.809
101.1 | 17484.8461 | 33.7825 | 35.8701 | 50.6737
101.2 | 17488.2154 | 33.6925 | 35.7746 | 50.5387
101.3 | 17491.5757 | 33.6028 | 35.6793 | 50.4041
101.4 | 17494.927 | 33.5133 | 35.5843 | 50.2699
101.5 | 17498.2694 | 33.424 | 35.4896 | 50.136
101.6 | 17501.6029 | 33.335 | 35.3951 | 50.0025
101.7 | 17504.9275 | 33.2462 | 35.3008 | 49.8694
101.8 | 17508.2433 | 33.1577 | 35.2068 | 49.7366
101.9 | 17511.5502 | 33.0694 | 35.113 | 49.6041
102 | 17514.8484 | 32.9813 | 35.0195 | 49.472
102.1 | 17518.1377 | 32.8935 | 34.9263 | 49.3402
102.2 | 17521.4183 | 32.8059 | 34.8332 | 49.2089
102.3 | 17524.6901 | 32.7185 | 34.7405 | 49.0778
102.4 | 17527.9533 | 32.6314 | 34.648 | 48.9471
102.5 | 17531.2077 | 32.5445 | 34.5557 | 48.8168
102.6 | 17534.4535 | 32.4578 | 34.4637 | 48.6867
102.7 | 17537.6907 | 32.3714 | 34.3719 | 48.5571
102.8 | 17540.9192 | 32.2852 | 34.2803 | 48.4278
102.9 | 17544.1391 | 32.1992 | 34.189 | 48.2988
103 | 17547.3504 | 32.1135 | 34.098 | 48.1702
103.1 | 17550.5532 | 32.0279 | 34.0072 | 48.0419
103.2 | 17553.7475 | 31.9426 | 33.9166 | 47.914
103.3 | 17556.9333 | 31.8576 | 33.8263 | 47.7864
103.4 | 17560.1105 | 31.7727 | 33.7362 | 47.6591
103.5 | 17563.2793 | 31.6881 | 33.6464 | 47.5322
103.6 | 17566.4397 | 31.6037 | 33.5568 | 47.4056
103.7 | 17569.5917 | 31.5196 | 33.4674 | 47.2793
103.8 | 17572.7352 | 31.4356 | 33.3783 | 47.1534
103.9 | 17575.8704 | 31.3519 | 33.2894 | 47.0279
104 | 17578.9973 | 31.2684 | 33.2007 | 46.9026
104.1 | 17582.1158 | 31.1851 | 33.1123 | 46.7777
104.2 | 17585.226 | 31.1021 | 33.0241 | 46.6531
104.3 | 17588.3279 | 31.0193 | 32.9362 | 46.5289
104.4 | 17591.4216 | 30.9367 | 32.8485 | 46.405
104.5 | 17594.507 | 30.8543 | 32.761 | 46.2814
104.6 | 17597.5842 | 30.7721 | 32.6738 | 46.1581
104.7 | 17600.6532 | 30.6901 | 32.5867 | 46.0352
104.8 | 17603.7141 | 30.6084 | 32.5 | 45.9126
104.9 | 17606.7668 | 30.5269 | 32.4134 | 45.7904
105 | 17609.8113 | 30.4456 | 32.3271 | 45.6684
105.1 | 17612.8478 | 30.3645 | 32.241 | 45.5468
105.2 | 17615.8761 | 30.2837 | 32.1551 | 45.4255
105.3 | 17618.8964 | 30.203 | 32.0695 | 45.3045
105.4 | 17621.9087 | 30.1226 | 31.9841 | 45.1839
105.5 | 17624.9129 | 30.0424 | 31.8989 | 45.0635
105.6 | 17627.9092 | 29.9624 | 31.814 | 44.9435
105.7 | 17630.8974 | 29.8826 | 31.7292 | 44.8238
105.8 | 17633.8777 | 29.803 | 31.6447 | 44.7045
105.9 | 17636.8501 | 29.7236 | 31.5605 | 44.5854
106 | 17639.8145 | 29.6445 | 31.4764 | 44.4667
106.1 | 17642.7711 | 29.5655 | 31.3926 | 44.3483
106.2 | 17645.7198 | 29.4868 | 31.309 | 44.2302
106.3 | 17648.6606 | 29.4082 | 31.2256 | 44.1124
106.4 | 17651.5936 | 29.3299 | 31.1425 | 43.9949
106.5 | 17654.5188 | 29.2518 | 31.0595 | 43.8777
106.6 | 17657.4362 | 29.1739 | 30.9768 | 43.7609
106.7 | 17660.3458 | 29.0962 | 30.8943 | 43.6443
106.8 | 17663.2477 | 29.0187 | 30.812 | 43.5281
106.9 | 17666.1418 | 28.9415 | 30.73 | 43.4122
107 | 17669.0282 | 28.8644 | 30.6481 | 43.2966
107.1 | 17671.907 | 28.7875 | 30.5665 | 43.1813
107.2 | 17674.7781 | 28.7108 | 30.4851 | 43.0663
107.3 | 17677.6415 | 28.6344 | 30.4039 | 42.9516
107.4 | 17680.4973 | 28.5581 | 30.323 | 42.8372
107.5 | 17683.3455 | 28.4821 | 30.2422 | 42.7231
107.6 | 17686.1862 | 28.4062 | 30.1617 | 42.6093
107.7 | 17689.0192 | 28.3306 | 30.0813 | 42.4959
107.8 | 17691.8447 | 28.2551 | 30.0012 | 42.3827
107.9 | 17694.6627 | 28.1799 | 29.9213 | 42.2698
108 | 17697.4732 | 28.1048 | 29.8417 | 42.1573
108.1 | 17700.2762 | 28.03 | 29.7622 | 42.045
108.2 | 17703.0717 | 27.9553 | 29.6829 | 41.933
108.3 | 17705.8598 | 27.8809 | 29.6039 | 41.8213
108.4 | 17708.6405 | 27.8066 | 29.525 | 41.71
108.5 | 17711.4137 | 27.7326 | 29.4464 | 41.5989
108.6 | 17714.1796 | 27.6587 | 29.368 | 41.4881
108.7 | 17716.9381 | 27.5851 | 29.2898 | 41.3776
108.8 | 17719.6893 | 27.5116 | 29.2118 | 41.2674
108.9 | 17722.4331 | 27.4384 | 29.134 | 41.1575
109 | 17725.1697 | 27.3653 | 29.0564 | 41.0479
109.1 | 17727.8989 | 27.2924 | 28.979 | 40.9386
109.2 | 17730.6209 | 27.2197 | 28.9018 | 40.8296
109.3 | 17733.3356 | 27.1472 | 28.8249 | 40.7208
109.4 | 17736.0431 | 27.0749 | 28.7481 | 40.6124
109.5 | 17738.7434 | 27.0028 | 28.6716 | 40.5042
109.6 | 17741.4365 | 26.9309 | 28.5952 | 40.3964
109.7 | 17744.1224 | 26.8592 | 28.519 | 40.2888
109.8 | 17746.8011 | 26.7877 | 28.4431 | 40.1815
109.9 | 17749.4728 | 26.7163 | 28.3673 | 40.0745
110 | 17752.1373 | 26.6452 | 28.2918 | 39.9678
110.1 | 17754.7947 | 26.5742 | 28.2165 | 39.8613
110.2 | 17757.4451 | 26.5035 | 28.1413 | 39.7552
110.3 | 17760.0883 | 26.4329 | 28.0664 | 39.6493
110.4 | 17762.7246 | 26.3625 | 27.9916 | 39.5437
110.5 | 17765.3538 | 26.2923 | 27.9171 | 39.4384
110.6 | 17767.976 | 26.2223 | 27.8427 | 39.3334
110.7 | 17770.5913 | 26.1524 | 27.7686 | 39.2286
110.8 | 17773.1996 | 26.0828 | 27.6946 | 39.1242
110.9 | 17775.8009 | 26.0133 | 27.6209 | 39.02
111 | 17778.3953 | 25.944 | 27.5473 | 38.9161
111.1 | 17780.9828 | 25.8749 | 27.474 | 38.8124
111.2 | 17783.5634 | 25.806 | 27.4008 | 38.7091
111.3 | 17786.1371 | 25.7373 | 27.3278 | 38.606
111.4 | 17788.704 | 25.6688 | 27.255 | 38.5032
111.5 | 17791.2641 | 25.6004 | 27.1825 | 38.4006
111.6 | 17793.8173 | 25.5322 | 27.1101 | 38.2984
111.7 | 17796.3637 | 25.4642 | 27.0379 | 38.1964
111.8 | 17798.9033 | 25.3964 | 26.9659 | 38.0946
111.9 | 17801.4362 | 25.3288 | 26.8941 | 37.9932
112 | 17803.9624 | 25.2613 | 26.8224 | 37.892
112.1 | 17806.4818 | 25.1941 | 26.751 | 37.7911
112.2 | 17808.9945 | 25.127 | 26.6798 | 37.6905
112.3 | 17811.5005 | 25.0601 | 26.6087 | 37.5901
112.4 | 17813.9998 | 24.9933 | 26.5379 | 37.49
112.5 | 17816.4925 | 24.9268 | 26.4672 | 37.3901
112.6 | 17818.9785 | 24.8604 | 26.3967 | 37.2906
112.7 | 17821.4579 | 24.7942 | 26.3264 | 37.1912
112.8 | 17823.9307 | 24.7281 | 26.2563 | 37.0922
112.9 | 17826.397 | 24.6623 | 26.1864 | 36.9934
113 | 17828.8566 | 24.5966 | 26.1166 | 36.8949
113.1 | 17831.3097 | 24.5311 | 26.0471 | 36.7967
113.2 | 17833.7563 | 24.4658 | 25.9777 | 36.6987
113.3 | 17836.1964 | 24.4006 | 25.9085 | 36.6009
113.4 | 17838.6299 | 24.3356 | 25.8395 | 36.5035
113.5 | 17841.057 | 24.2708 | 25.7707 | 36.4062
113.6 | 17843.4776 | 24.2062 | 25.7021 | 36.3093
113.7 | 17845.8918 | 24.1417 | 25.6336 | 36.2126
113.8 | 17848.2996 | 24.0774 | 25.5654 | 36.1162
113.9 | 17850.7009 | 24.0133 | 25.4973 | 36.02
114 | 17853.0958 | 23.9494 | 25.4294 | 35.924
114.1 | 17855.4844 | 23.8856 | 25.3617 | 35.8284
114.2 | 17857.8666 | 23.822 | 25.2941 | 35.733
114.3 | 17860.2424 | 23.7585 | 25.2268 | 35.6378
114.4 | 17862.612 | 23.6953 | 25.1596 | 35.5429
114.5 | 17864.9752 | 23.6322 | 25.0926 | 35.4482
114.6 | 17867.3321 | 23.5692 | 25.0258 | 35.3538
114.7 | 17869.6827 | 23.5065 | 24.9591 | 35.2597
114.8 | 17872.0271 | 23.4439 | 24.8926 | 35.1658
114.9 | 17874.3653 | 23.3814 | 24.8263 | 35.0721
115 | 17876.6972 | 23.3192 | 24.7602 | 34.9787
115.1 | 17879.0229 | 23.2571 | 24.6943 | 34.8856
115.2 | 17881.3424 | 23.1951 | 24.6285 | 34.7927
115.3 | 17883.6557 | 23.1333 | 24.5629 | 34.7
115.4 | 17885.9629 | 23.0717 | 24.4975 | 34.6076
115.5 | 17888.2639 | 23.0103 | 24.4323 | 34.5154
115.6 | 17890.5588 | 22.949 | 24.3672 | 34.4235
115.7 | 17892.8476 | 22.8879 | 24.3023 | 34.3319
115.8 | 17895.1303 | 22.8269 | 24.2376 | 34.2404
115.9 | 17897.4069 | 22.7662 | 24.1731 | 34.1492
116 | 17899.6775 | 22.7055 | 24.1087 | 34.0583
116.1 | 17901.942 | 22.6451 | 24.0445 | 33.9676
116.2 | 17904.2005 | 22.5848 | 23.9804 | 33.8771
116.3 | 17906.4529 | 22.5246 | 23.9166 | 33.7869
116.4 | 17908.6994 | 22.4646 | 23.8529 | 33.6969
116.5 | 17910.9399 | 22.4048 | 23.7894 | 33.6072
116.6 | 17913.1744 | 22.3451 | 23.726 | 33.5177
116.7 | 17915.403 | 22.2856 | 23.6628 | 33.4284
116.8 | 17917.6256 | 22.2263 | 23.5998 | 33.3394
116.9 | 17919.8423 | 22.1671 | 23.537 | 33.2506
117 | 17922.0531 | 22.108 | 23.4743 | 33.1621
117.1 | 17924.258 | 22.0492 | 23.4118 | 33.0738
117.2 | 17926.4571 | 21.9905 | 23.3494 | 32.9857
117.3 | 17928.6502 | 21.9319 | 23.2872 | 32.8978
117.4 | 17930.8376 | 21.8735 | 23.2252 | 32.8102
117.5 | 17933.0191 | 21.8152 | 23.1634 | 32.7228
117.6 | 17935.1948 | 21.7571 | 23.1017 | 32.6357
117.7 | 17937.3647 | 21.6992 | 23.0402 | 32.5488
117.8 | 17939.5289 | 21.6414 | 22.9788 | 32.4621
117.9 | 17941.6873 | 21.5838 | 22.9176 | 32.3757
118 | 17943.8399 | 21.5263 | 22.8566 | 32.2894
118.1 | 17945.9868 | 21.469 | 22.7957 | 32.2034
118.2 | 17948.128 | 21.4118 | 22.735 | 32.1177
118.3 | 17950.2634 | 21.3548 | 22.6744 | 32.0322
118.4 | 17952.3932 | 21.2979 | 22.6141 | 31.9468
118.5 | 17954.5174 | 21.2412 | 22.5538 | 31.8618
118.6 | 17956.6358 | 21.1846 | 22.4938 | 31.7769
118.7 | 17958.7486 | 21.1282 | 22.4339 | 31.6923
118.8 | 17960.8558 | 21.0719 | 22.3741 | 31.6079
118.9 | 17962.9574 | 21.0158 | 22.3145 | 31.5237
119 | 17965.0534 | 20.9598 | 22.2551 | 31.4398
119.1 | 17967.1438 | 20.904 | 22.1959 | 31.356
119.2 | 17969.2286 | 20.8484 | 22.1367 | 31.2725
119.3 | 17971.3079 | 20.7928 | 22.0778 | 31.1893
119.4 | 17973.3817 | 20.7375 | 22.019 | 31.1062
119.5 | 17975.4499 | 20.6822 | 21.9604 | 31.0234
119.6 | 17977.5126 | 20.6272 | 21.9019 | 30.9407
119.7 | 17979.5698 | 20.5722 | 21.8435 | 30.8583
119.8 | 17981.6216 | 20.5174 | 21.7854 | 30.7762
119.9 | 17983.6678 | 20.4628 | 21.7274 | 30.6942
120 | 17985.7087 | 20.4083 | 21.6695 | 30.6125
120.1 | 17987.7441 | 20.354 | 21.6118 | 30.5309
120.2 | 17989.774 | 20.2997 | 21.5542 | 30.4496
120.3 | 17991.7986 | 20.2457 | 21.4968 | 30.3685
120.4 | 17993.8178 | 20.1918 | 21.4396 | 30.2877
120.5 | 17995.8316 | 20.138 | 21.3825 | 30.207
120.6 | 17997.84 | 20.0844 | 21.3255 | 30.1265
120.7 | 17999.8431 | 20.0309 | 21.2687 | 30.0463
120.8 | 18001.8409 | 19.9775 | 21.2121 | 29.9663
120.9 | 18003.8333 | 19.9243 | 21.1556 | 29.8865
121 | 18005.8204 | 19.8713 | 21.0993 | 29.8069
121.1 | 18007.8023 | 19.8184 | 21.0431 | 29.7275
121.2 | 18009.7788 | 19.7656 | 20.987 | 29.6484
121.3 | 18011.7501 | 19.7129 | 20.9312 | 29.5694
121.4 | 18013.7162 | 19.6604 | 20.8754 | 29.4907
121.5 | 18015.677 | 19.6081 | 20.8198 | 29.4121
121.6 | 18017.6326 | 19.5559 | 20.7644 | 29.3338
121.7 | 18019.5829 | 19.5038 | 20.7091 | 29.2557
121.8 | 18021.5281 | 19.4518 | 20.6539 | 29.1778
121.9 | 18023.4681 | 19.4 | 20.5989 | 29.1001
122 | 18025.403 | 19.3484 | 20.5441 | 29.0226
122.1 | 18027.3326 | 19.2968 | 20.4894 | 28.9453
122.2 | 18029.2572 | 19.2455 | 20.4348 | 28.8682
122.3 | 18031.1766 | 19.1942 | 20.3804 | 28.7913
122.4 | 18033.0909 | 19.1431 | 20.3261 | 28.7146
122.5 | 18035.0001 | 19.0921 | 20.272 | 28.6382
122.6 | 18036.9043 | 19.0413 | 20.218 | 28.5619
122.7 | 18038.8033 | 18.9906 | 20.1641 | 28.4858
122.8 | 18040.6973 | 18.94 | 20.1104 | 28.41
122.9 | 18042.5863 | 18.8895 | 20.0569 | 28.3343
123 | 18044.4702 | 18.8392 | 20.0035 | 28.2589
123.1 | 18046.3491 | 18.7891 | 19.9502 | 28.1836
123.2 | 18048.223 | 18.739 | 19.8971 | 28.1085
123.3 | 18050.0919 | 18.6891 | 19.8441 | 28.0337
123.4 | 18051.9558 | 18.6394 | 19.7912 | 27.959
123.5 | 18053.8148 | 18.5897 | 19.7385 | 27.8846
123.6 | 18055.6688 | 18.5402 | 19.686 | 27.8103
123.7 | 18057.5179 | 18.4908 | 19.6335 | 27.7362
123.8 | 18059.3621 | 18.4416 | 19.5812 | 27.6624
123.9 | 18061.2013 | 18.3925 | 19.5291 | 27.5887
124 | 18063.0357 | 18.3435 | 19.4771 | 27.5152
124.1 | 18064.8651 | 18.2946 | 19.4252 | 27.442
124.2 | 18066.6897 | 18.2459 | 19.3735 | 27.3689
124.3 | 18068.5095 | 18.1973 | 19.3219 | 27.296
124.4 | 18070.3244 | 18.1489 | 19.2704 | 27.2233
124.5 | 18072.1344 | 18.1005 | 19.2191 | 27.1508
124.6 | 18073.9396 | 18.0523 | 19.1679 | 27.0785
124.7 | 18075.7401 | 18.0043 | 19.1169 | 27.0064
124.8 | 18077.5357 | 17.9563 | 19.066 | 26.9345
124.9 | 18079.3265 | 17.9085 | 19.0152 | 26.8627
125 | 18081.1126 | 17.8608 | 18.9646 | 26.7912
125.1 | 18082.8939 | 17.8132 | 18.9141 | 26.7199
125.2 | 18084.6705 | 17.7658 | 18.8637 | 26.6487
125.3 | 18086.4424 | 17.7185 | 18.8134 | 26.5777
125.4 | 18088.2095 | 17.6713 | 18.7633 | 26.5069
125.5 | 18089.9719 | 17.6242 | 18.7134 | 26.4364
125.6 | 18091.7297 | 17.5773 | 18.6635 | 26.366
125.7 | 18093.4827 | 17.5305 | 18.6138 | 26.2957
125.8 | 18095.2311 | 17.4838 | 18.5643 | 26.2257
125.9 | 18096.9748 | 17.4372 | 18.5148 | 26.1559
126 | 18098.7139 | 17.3908 | 18.4655 | 26.0862
126.1 | 18100.4483 | 17.3445 | 18.4163 | 26.0167
126.2 | 18102.1782 | 17.2983 | 18.3673 | 25.9475
126.3 | 18103.9034 | 17.2522 | 18.3184 | 25.8784
126.4 | 18105.624 | 17.2063 | 18.2696 | 25.8094
126.5 | 18107.3401 | 17.1605 | 18.221 | 25.7407
126.6 | 18109.0516 | 17.1148 | 18.1724 | 25.6722
126.7 | 18110.7585 | 17.0692 | 18.124 | 25.6038
126.8 | 18112.4608 | 17.0237 | 18.0758 | 25.5356
126.9 | 18114.1587 | 16.9784 | 18.0276 | 25.4676
127 | 18115.852 | 16.9332 | 17.9796 | 25.3998
127.1 | 18117.5408 | 16.8881 | 17.9317 | 25.3321
127.2 | 18119.2251 | 16.8431 | 17.884 | 25.2647
127.3 | 18120.9049 | 16.7983 | 17.8364 | 25.1974
127.4 | 18122.5803 | 16.7535 | 17.7889 | 25.1303
127.5 | 18124.2512 | 16.7089 | 17.7415 | 25.0634
127.6 | 18125.9176 | 16.6644 | 17.6942 | 24.9966
127.7 | 18127.5796 | 16.62 | 17.6471 | 24.93
127.8 | 18129.2372 | 16.5758 | 17.6001 | 24.8636
127.9 | 18130.8904 | 16.5316 | 17.5532 | 24.7974
128 | 18132.5391 | 16.4876 | 17.5065 | 24.7314
128.1 | 18134.1835 | 16.4437 | 17.4599 | 24.6655
128.2 | 18135.8235 | 16.3999 | 17.4134 | 24.5998
128.3 | 18137.4591 | 16.3562 | 17.367 | 24.5343
128.4 | 18139.0904 | 16.3127 | 17.3208 | 24.469
128.5 | 18140.7173 | 16.2692 | 17.2746 | 24.4038
128.6 | 18142.3399 | 16.2259 | 17.2286 | 24.3388
128.7 | 18143.9582 | 16.1827 | 17.1827 | 24.274
128.8 | 18145.5721 | 16.1396 | 17.137 | 24.2094
128.9 | 18147.1818 | 16.0966 | 17.0913 | 24.1449
129 | 18148.7872 | 16.0537 | 17.0458 | 24.0806
129.1 | 18150.3882 | 16.011 | 17.0004 | 24.0165
129.2 | 18151.9851 | 15.9683 | 16.9552 | 23.9525
129.3 | 18153.5777 | 15.9258 | 16.91 | 23.8887
129.4 | 18155.166 | 15.8834 | 16.865 | 23.8251
129.5 | 18156.7501 | 15.8411 | 16.8201 | 23.7617
129.6 | 18158.33 | 15.7989 | 16.7753 | 23.6984
129.7 | 18159.9057 | 15.7568 | 16.7306 | 23.6353
129.8 | 18161.4772 | 15.7149 | 16.686 | 23.5723
129.9 | 18163.0445 | 15.673 | 16.6416 | 23.5096
130 | 18164.6076 | 15.6313 | 16.5973 | 23.4469
130.1 | 18166.1666 | 15.5897 | 16.5531 | 23.3845
130.2 | 18167.7214 | 15.5482 | 16.509 | 23.3222
130.3 | 18169.2721 | 15.5067 | 16.465 | 23.2601
130.4 | 18170.8186 | 15.4654 | 16.4212 | 23.1982
130.5 | 18172.361 | 15.4243 | 16.3774 | 23.1364
130.6 | 18173.8994 | 15.3832 | 16.3338 | 23.0748
130.7 | 18175.4336 | 15.3422 | 16.2903 | 23.0133
130.8 | 18176.9637 | 15.3014 | 16.247 | 22.952
130.9 | 18178.4898 | 15.2606 | 16.2037 | 22.8909
131 | 18180.0118 | 15.22 | 16.1605 | 22.83
131.1 | 18181.5297 | 15.1794 | 16.1175 | 22.7692
131.2 | 18183.0436 | 15.139 | 16.0746 | 22.7085
131.3 | 18184.5535 | 15.0987 | 16.0318 | 22.648
131.4 | 18186.0593 | 15.0585 | 15.9891 | 22.5877
131.5 | 18187.5612 | 15.0184 | 15.9465 | 22.5276
131.6 | 18189.059 | 14.9784 | 15.904 | 22.4676
131.7 | 18190.5529 | 14.9385 | 15.8617 | 22.4077
131.8 | 18192.0427 | 14.8987 | 15.8194 | 22.3481
131.9 | 18193.5286 | 14.859 | 15.7773 | 22.2886
132 | 18195.0106 | 14.8195 | 15.7353 | 22.2292
132.1 | 18196.4886 | 14.78 | 15.6934 | 22.17
132.2 | 18197.9627 | 14.7406 | 15.6516 | 22.111
132.3 | 18199.4328 | 14.7014 | 15.6099 | 22.0521
132.4 | 18200.899 | 14.6622 | 15.5683 | 21.9934
132.5 | 18202.3613 | 14.6232 | 15.5269 | 21.9348
132.6 | 18203.8198 | 14.5842 | 15.4855 | 21.8764
132.7 | 18205.2743 | 14.5454 | 15.4443 | 21.8181
132.8 | 18206.725 | 14.5067 | 15.4032 | 21.76
132.9 | 18208.1718 | 14.468 | 15.3621 | 21.7021
133 | 18209.6147 | 14.4295 | 15.3212 | 21.6443
133.1 | 18211.0538 | 14.3911 | 15.2804 | 21.5866
133.2 | 18212.4891 | 14.3528 | 15.2397 | 21.5291
133.3 | 18213.9206 | 14.3145 | 15.1991 | 21.4718
133.4 | 18215.3482 | 14.2764 | 15.1587 | 21.4146
133.5 | 18216.772 | 14.2384 | 15.1183 | 21.3576
133.6 | 18218.1921 | 14.2005 | 15.078 | 21.3007
133.7 | 18219.6083 | 14.1627 | 15.0379 | 21.244
133.8 | 18221.0208 | 14.1249 | 14.9978 | 21.1874
133.9 | 18222.4296 | 14.0873 | 14.9579 | 21.131
134 | 18223.8346 | 14.0498 | 14.9181 | 21.0747
134.1 | 18225.2358 | 14.0124 | 14.8783 | 21.0186
134.2 | 18226.6333 | 13.9751 | 14.8387 | 20.9626
134.3 | 18228.0271 | 13.9379 | 14.7992 | 20.9068
134.4 | 18229.4172 | 13.9007 | 14.7598 | 20.8511
134.5 | 18230.8035 | 13.8637 | 14.7205 | 20.7956
134.6 | 18232.1862 | 13.8268 | 14.6813 | 20.7402
134.7 | 18233.5652 | 13.79 | 14.6422 | 20.685
134.8 | 18234.9405 | 13.7532 | 14.6032 | 20.6299
134.9 | 18236.3122 | 13.7166 | 14.5643 | 20.5749
135 | 18237.6802 | 13.6801 | 14.5255 | 20.5201
135.1 | 18239.0446 | 13.6437 | 14.4868 | 20.4655
135.2 | 18240.4053 | 13.6073 | 14.4482 | 20.411
135.3 | 18241.7624 | 13.5711 | 14.4098 | 20.3566
135.4 | 18243.1159 | 13.5349 | 14.3714 | 20.3024
135.5 | 18244.4658 | 13.4989 | 14.3331 | 20.2484
135.6 | 18245.8121 | 13.463 | 14.2949 | 20.1944
135.7 | 18247.1548 | 13.4271 | 14.2569 | 20.1407
135.8 | 18248.4939 | 13.3913 | 14.2189 | 20.087
135.9 | 18249.8295 | 13.3557 | 14.181 | 20.0335
136 | 18251.1615 | 13.3201 | 14.1433 | 19.9802
136.1 | 18252.49 | 13.2846 | 14.1056 | 19.927
136.2 | 18253.8149 | 13.2493 | 14.068 | 19.8739
136.3 | 18255.1363 | 13.214 | 14.0306 | 19.821
136.4 | 18256.4542 | 13.1788 | 13.9932 | 19.7682
136.5 | 18257.7686 | 13.1437 | 13.9559 | 19.7155
136.6 | 18259.0794 | 13.1087 | 13.9188 | 19.663
136.7 | 18260.3868 | 13.0738 | 13.8817 | 19.6107
136.8 | 18261.6907 | 13.039 | 13.8447 | 19.5584
136.9 | 18262.9911 | 13.0042 | 13.8079 | 19.5064
137 | 18264.2881 | 12.9696 | 13.7711 | 19.4544
137.1 | 18265.5816 | 12.9351 | 13.7344 | 19.4026
137.2 | 18266.8716 | 12.9006 | 13.6978 | 19.3509
137.3 | 18268.1583 | 12.8663 | 13.6614 | 19.2994
137.4 | 18269.4415 | 12.832 | 13.625 | 19.248
137.5 | 18270.7213 | 12.7978 | 13.5887 | 19.1967
137.6 | 18271.9976 | 12.7637 | 13.5525 | 19.1456
137.7 | 18273.2706 | 12.7297 | 13.5164 | 19.0946
137.8 | 18274.5402 | 12.6958 | 13.4804 | 19.0438
137.9 | 18275.8064 | 12.662 | 13.4445 | 18.9931
138 | 18277.0692 | 12.6283 | 13.4087 | 18.9425
138.1 | 18278.3287 | 12.5947 | 13.373 | 18.892
138.2 | 18279.5848 | 12.5611 | 13.3374 | 18.8417
138.3 | 18280.8376 | 12.5277 | 13.3019 | 18.7915
138.4 | 18282.087 | 12.4943 | 13.2665 | 18.7415
138.5 | 18283.3331 | 12.4611 | 13.2311 | 18.6916
138.6 | 18284.5759 | 12.4279 | 13.1959 | 18.6418
138.7 | 18285.8154 | 12.3948 | 13.1607 | 18.5922
138.8 | 18287.0516 | 12.3618 | 13.1257 | 18.5427
138.9 | 18288.2844 | 12.3288 | 13.0907 | 18.4933
139 | 18289.514 | 12.296 | 13.0559 | 18.444
139.1 | 18290.7404 | 12.2633 | 13.0211 | 18.3949
139.2 | 18291.9634 | 12.2306 | 12.9864 | 18.3459
139.3 | 18293.1832 | 12.198 | 12.9519 | 18.2971
139.4 | 18294.3998 | 12.1656 | 12.9174 | 18.2483
139.5 | 18295.6131 | 12.1332 | 12.883 | 18.1997
139.6 | 18296.8232 | 12.1008 | 12.8486 | 18.1513
139.7 | 18298.03 | 12.0686 | 12.8144 | 18.1029
139.8 | 18299.2337 | 12.0365 | 12.7803 | 18.0547
139.9 | 18300.4341 | 12.0044 | 12.7463 | 18.0066
140 | 18301.6314 | 11.9725 | 12.7123 | 17.9587
140.1 | 18302.8254 | 11.9406 | 12.6785 | 17.9109
140.2 | 18304.0163 | 11.9088 | 12.6447 | 17.8632
140.3 | 18305.204 | 11.8771 | 12.611 | 17.8156
140.4 | 18306.3886 | 11.8454 | 12.5774 | 17.7681
140.5 | 18307.57 | 11.8139 | 12.544 | 17.7208
140.6 | 18308.7482 | 11.7824 | 12.5105 | 17.6736
140.7 | 18309.9233 | 11.751 | 12.4772 | 17.6266
140.8 | 18311.0953 | 11.7197 | 12.444 | 17.5796
140.9 | 18312.2641 | 11.6885 | 12.4109 | 17.5328
141 | 18313.4299 | 11.6574 | 12.3778 | 17.4861
141.1 | 18314.5925 | 11.6264 | 12.3448 | 17.4395
141.2 | 18315.752 | 11.5954 | 12.312 | 17.3931
141.3 | 18316.9085 | 11.5645 | 12.2792 | 17.3468
141.4 | 18318.0619 | 11.5337 | 12.2465 | 17.3006
141.5 | 18319.2122 | 11.503 | 12.2139 | 17.2545
141.6 | 18320.3594 | 11.4724 | 12.1813 | 17.2086
141.7 | 18321.5036 | 11.4418 | 12.1489 | 17.1627
141.8 | 18322.6447 | 11.4113 | 12.1165 | 17.117
141.9 | 18323.7828 | 11.381 | 12.0843 | 17.0714
142 | 18324.9179 | 11.3507 | 12.0521 | 17.026
142.1 | 18326.0499 | 11.3204 | 12.02 | 16.9806
142.2 | 18327.179 | 11.2903 | 11.988 | 16.9354
142.3 | 18328.305 | 11.2602 | 11.9561 | 16.8903
142.4 | 18329.428 | 11.2302 | 11.9242 | 16.8453
142.5 | 18330.548 | 11.2003 | 11.8925 | 16.8005
142.6 | 18331.6651 | 11.1705 | 11.8608 | 16.7557
142.7 | 18332.7791 | 11.1407 | 11.8292 | 16.7111
142.8 | 18333.8903 | 11.1111 | 11.7977 | 16.6666
142.9 | 18334.9984 | 11.0815 | 11.7663 | 16.6222
143 | 18336.1036 | 11.052 | 11.735 | 16.578
143.1 | 18337.2059 | 11.0225 | 11.7037 | 16.5338
143.2 | 18338.3052 | 10.9932 | 11.6725 | 16.4898
143.3 | 18339.4016 | 10.9639 | 11.6415 | 16.4459
143.4 | 18340.495 | 10.9347 | 11.6104 | 16.4021
143.5 | 18341.5856 | 10.9056 | 11.5795 | 16.3584
143.6 | 18342.6732 | 10.8765 | 11.5487 | 16.3148
143.7 | 18343.758 | 10.8476 | 11.5179 | 16.2714
143.8 | 18344.8399 | 10.8187 | 11.4873 | 16.228
143.9 | 18345.9189 | 10.7899 | 11.4567 | 16.1848
144 | 18346.995 | 10.7611 | 11.4262 | 16.1417
144.1 | 18348.0682 | 10.7325 | 11.3957 | 16.0987
144.2 | 18349.1386 | 10.7039 | 11.3654 | 16.0559
144.3 | 18350.2062 | 10.6754 | 11.3351 | 16.0131
144.4 | 18351.2708 | 10.647 | 11.3049 | 15.9705
144.5 | 18352.3327 | 10.6186 | 11.2748 | 15.9279
144.6 | 18353.3917 | 10.5903 | 11.2448 | 15.8855
144.7 | 18354.448 | 10.5621 | 11.2148 | 15.8432
144.8 | 18355.5014 | 10.534 | 11.185 | 15.801
144.9 | 18356.552 | 10.5059 | 11.1552 | 15.7589
145 | 18357.5998 | 10.478 | 11.1255 | 15.717
145.1 | 18358.6448 | 10.4501 | 11.0959 | 15.6751
145.2 | 18359.687 | 10.4222 | 11.0663 | 15.6334
145.3 | 18360.7264 | 10.3945 | 11.0368 | 15.5917
145.4 | 18361.7631 | 10.3668 | 11.0074 | 15.5502
145.5 | 18362.797 | 10.3392 | 10.9781 | 15.5088
145.6 | 18363.8282 | 10.3117 | 10.9489 | 15.4675
145.7 | 18364.8566 | 10.2842 | 10.9197 | 15.4263
145.8 | 18365.8823 | 10.2568 | 10.8907 | 15.3852
145.9 | 18366.9052 | 10.2295 | 10.8617 | 15.3442
146 | 18367.9255 | 10.2023 | 10.8327 | 15.3034
146.1 | 18368.943 | 10.1751 | 10.8039 | 15.2626
146.2 | 18369.9578 | 10.148 | 10.7751 | 15.222
146.3 | 18370.9699 | 10.121 | 10.7464 | 15.1814
146.4 | 18371.9793 | 10.094 | 10.7178 | 15.141
146.5 | 18372.986 | 10.0671 | 10.6893 | 15.1007
146.6 | 18373.99 | 10.0403 | 10.6608 | 15.0605
146.7 | 18374.9914 | 10.0136 | 10.6324 | 15.0204
146.8 | 18375.9901 | 9.9869 | 10.6041 | 14.9804
146.9 | 18376.9861 | 9.9603 | 10.5758 | 14.9405
147 | 18377.9795 | 9.9338 | 10.5477 | 14.9007
147.1 | 18378.9702 | 9.9073 | 10.5196 | 14.861
147.2 | 18379.9583 | 9.8809 | 10.4916 | 14.8214
147.3 | 18380.9438 | 9.8546 | 10.4636 | 14.7819
147.4 | 18381.9266 | 9.8284 | 10.4358 | 14.7426
147.5 | 18382.9068 | 9.8022 | 10.408 | 14.7033
147.6 | 18383.8844 | 9.7761 | 10.3803 | 14.6642
147.7 | 18384.8594 | 9.7501 | 10.3526 | 14.6251
147.8 | 18385.8319 | 9.7241 | 10.325 | 14.5862
147.9 | 18386.8017 | 9.6982 | 10.2975 | 14.5473
148 | 18387.7689 | 9.6724 | 10.2701 | 14.5086
148.1 | 18388.7336 | 9.6466 | 10.2428 | 14.4699
148.2 | 18389.6957 | 9.6209 | 10.2155 | 14.4314
148.3 | 18390.6552 | 9.5953 | 10.1883 | 14.393
148.4 | 18391.6122 | 9.5698 | 10.1612 | 14.3546
148.5 | 18392.5666 | 9.5443 | 10.1341 | 14.3164
148.6 | 18393.5185 | 9.5189 | 10.1071 | 14.2783
148.7 | 18394.4678 | 9.4935 | 10.0802 | 14.2403
148.8 | 18395.4147 | 9.4682 | 10.0533 | 14.2023
148.9 | 18396.359 | 9.443 | 10.0266 | 14.1645
149 | 18397.3008 | 9.4179 | 9.9999 | 14.1268
149.1 | 18398.24 | 9.3928 | 9.9732 | 14.0892
149.2 | 18399.1768 | 9.3678 | 9.9467 | 14.0517
149.3 | 18400.1111 | 9.3428 | 9.9202 | 14.0142
149.4 | 18401.0429 | 9.3179 | 9.8938 | 13.9769
149.5 | 18401.9722 | 9.2931 | 9.8674 | 13.9397
149.6 | 18402.899 | 9.2684 | 9.8411 | 13.9026
149.7 | 18403.8234 | 9.2437 | 9.8149 | 13.8655
149.8 | 18404.7453 | 9.2191 | 9.7888 | 13.8286
149.9 | 18405.6648 | 9.1945 | 9.7627 | 13.7918
150 | 18406.5818 | 9.17 | 9.7367 | 13.7551
150.1 | 18407.4963 | 9.1456 | 9.7108 | 13.7184
150.2 | 18408.4085 | 9.1213 | 9.6849 | 13.6819
150.3 | 18409.3182 | 9.097 | 9.6591 | 13.6455
150.4 | 18410.2254 | 9.0727 | 9.6334 | 13.6091
150.5 | 18411.1303 | 9.0486 | 9.6078 | 13.5729
150.6 | 18412.0327 | 9.0245 | 9.5822 | 13.5367
150.7 | 18412.9328 | 9.0005 | 9.5567 | 13.5007
150.8 | 18413.8304 | 8.9765 | 9.5312 | 13.4647
150.9 | 18414.7257 | 8.9526 | 9.5058 | 13.4289
151 | 18415.6186 | 8.9287 | 9.4805 | 13.3931
151.1 | 18416.5091 | 8.905 | 9.4553 | 13.3574
151.2 | 18417.3972 | 8.8812 | 9.4301 | 13.3219
151.3 | 18418.2829 | 8.8576 | 9.405 | 13.2864
151.4 | 18419.1663 | 8.834 | 9.3799 | 13.251
151.5 | 18420.0474 | 8.8105 | 9.3549 | 13.2157
151.6 | 18420.9261 | 8.787 | 9.33 | 13.1805
151.7 | 18421.8025 | 8.7636 | 9.3052 | 13.1454
151.8 | 18422.6765 | 8.7403 | 9.2804 | 13.1104
151.9 | 18423.5482 | 8.717 | 9.2557 | 13.0755
152 | 18424.4176 | 8.6938 | 9.231 | 13.0407
152.1 | 18425.2846 | 8.6706 | 9.2065 | 13.0059
152.2 | 18426.1494 | 8.6475 | 9.1819 | 12.9713
152.3 | 18427.0118 | 8.6245 | 9.1575 | 12.9368
152.4 | 18427.872 | 8.6015 | 9.1331 | 12.9023
152.5 | 18428.7298 | 8.5786 | 9.1088 | 12.868
152.6 | 18429.5854 | 8.5558 | 9.0845 | 12.8337
152.7 | 18430.4387 | 8.533 | 9.0603 | 12.7995
152.8 | 18431.2898 | 8.5103 | 9.0362 | 12.7654
152.9 | 18432.1385 | 8.4876 | 9.0121 | 12.7314
153 | 18432.985 | 8.465 | 8.9881 | 12.6975
153.1 | 18433.8293 | 8.4425 | 8.9642 | 12.6637
153.2 | 18434.6713 | 8.42 | 8.9403 | 12.63
153.3 | 18435.511 | 8.3976 | 8.9165 | 12.5963
153.4 | 18436.3485 | 8.3752 | 8.8928 | 12.5628
153.5 | 18437.1838 | 8.3529 | 8.8691 | 12.5293
153.6 | 18438.0169 | 8.3307 | 8.8455 | 12.496
153.7 | 18438.8477 | 8.3085 | 8.8219 | 12.4627
153.8 | 18439.6764 | 8.2863 | 8.7984 | 12.4295
153.9 | 18440.5028 | 8.2643 | 8.775 | 12.3964
154 | 18441.327 | 8.2423 | 8.7516 | 12.3634
154.1 | 18442.1491 | 8.2203 | 8.7283 | 12.3305
154.2 | 18442.9689 | 8.1984 | 8.7051 | 12.2976
154.3 | 18443.7866 | 8.1766 | 8.6819 | 12.2649
154.4 | 18444.602 | 8.1548 | 8.6588 | 12.2322
154.5 | 18445.4154 | 8.1331 | 8.6357 | 12.1996
154.6 | 18446.2265 | 8.1114 | 8.6127 | 12.1672
154.7 | 18447.0355 | 8.0898 | 8.5898 | 12.1348
154.8 | 18447.8423 | 8.0683 | 8.5669 | 12.1024
154.9 | 18448.647 | 8.0468 | 8.5441 | 12.0702
155 | 18449.4495 | 8.0254 | 8.5213 | 12.0381
155.1 | 18450.2499 | 8.004 | 8.4986 | 12.006
155.2 | 18451.0482 | 7.9827 | 8.476 | 11.974
155.3 | 18451.8443 | 7.9614 | 8.4534 | 11.9421
155.4 | 18452.6384 | 7.9402 | 8.4309 | 11.9103
155.5 | 18453.4303 | 7.9191 | 8.4085 | 11.8786
155.6 | 18454.2201 | 7.898 | 8.3861 | 11.847
155.7 | 18455.0078 | 7.877 | 8.3637 | 11.8154
155.8 | 18455.7934 | 7.856 | 8.3415 | 11.784
155.9 | 18456.5769 | 7.8351 | 8.3192 | 11.7526
156 | 18457.3583 | 7.8142 | 8.2971 | 11.7213
156.1 | 18458.1376 | 7.7934 | 8.275 | 11.6901
156.2 | 18458.9149 | 7.7726 | 8.253 | 11.6589
156.3 | 18459.6901 | 7.7519 | 8.231 | 11.6279
156.4 | 18460.4632 | 7.7313 | 8.2091 | 11.5969
156.5 | 18461.2343 | 7.7107 | 8.1872 | 11.566
156.6 | 18462.0033 | 7.6902 | 8.1654 | 11.5352
156.7 | 18462.7703 | 7.6697 | 8.1437 | 11.5045
156.8 | 18463.5352 | 7.6493 | 8.122 | 11.4739
156.9 | 18464.2981 | 7.6289 | 8.1003 | 11.4433
157 | 18465.0589 | 7.6086 | 8.0788 | 11.4129
157.1 | 18465.8178 | 7.5883 | 8.0572 | 11.3825
157.2 | 18466.5746 | 7.5681 | 8.0358 | 11.3521
157.3 | 18467.3294 | 7.5479 | 8.0144 | 11.3219
157.4 | 18468.0822 | 7.5278 | 7.993 | 11.2918
157.5 | 18468.8329 | 7.5078 | 7.9718 | 11.2617
157.6 | 18469.5817 | 7.4878 | 7.9505 | 11.2317
157.7 | 18470.3285 | 7.4679 | 7.9294 | 11.2018
157.8 | 18471.0733 | 7.448 | 7.9082 | 11.172
157.9 | 18471.8161 | 7.4281 | 7.8872 | 11.1422
158 | 18472.5569 | 7.4084 | 7.8662 | 11.1125
158.1 | 18473.2958 | 7.3886 | 7.8452 | 11.0829
158.2 | 18474.0327 | 7.3689 | 7.8243 | 11.0534
158.3 | 18474.7676 | 7.3493 | 7.8035 | 11.024
158.4 | 18475.5006 | 7.3298 | 7.7827 | 10.9946
158.5 | 18476.2316 | 7.3102 | 7.762 | 10.9653
158.6 | 18476.9607 | 7.2908 | 7.7413 | 10.9361
158.7 | 18477.6878 | 7.2713 | 7.7207 | 10.907
158.8 | 18478.413 | 7.252 | 7.7001 | 10.878
158.9 | 18479.1363 | 7.2327 | 7.6796 | 10.849
159 | 18479.8577 | 7.2134 | 7.6592 | 10.8201
159.1 | 18480.5771 | 7.1942 | 7.6388 | 10.7913
159.2 | 18481.2946 | 7.175 | 7.6184 | 10.7626
159.3 | 18482.0102 | 7.1559 | 7.5982 | 10.7339
159.4 | 18482.7239 | 7.1369 | 7.5779 | 10.7053
159.5 | 18483.4356 | 7.1179 | 7.5577 | 10.6768
159.6 | 18484.1455 | 7.0989 | 7.5376 | 10.6484
159.7 | 18484.8535 | 7.08 | 7.5175 | 10.62
159.8 | 18485.5597 | 7.0612 | 7.4975 | 10.5917
159.9 | 18486.2639 | 7.0423 | 7.4776 | 10.5635
160 | 18486.9662 | 7.0236 | 7.4576 | 10.5354
160.1 | 18487.6667 | 7.0049 | 7.4378 | 10.5073
160.2 | 18488.3654 | 6.9862 | 7.418 | 10.4794
160.3 | 18489.0621 | 6.9676 | 7.3982 | 10.4514
160.4 | 18489.757 | 6.9491 | 7.3785 | 10.4236
160.5 | 18490.4501 | 6.9306 | 7.3589 | 10.3959
160.6 | 18491.1413 | 6.9121 | 7.3393 | 10.3682
160.7 | 18491.8307 | 6.8937 | 7.3197 | 10.3406
160.8 | 18492.5182 | 6.8753 | 7.3002 | 10.313
160.9 | 18493.2039 | 6.857 | 7.2808 | 10.2856
161 | 18493.8878 | 6.8388 | 7.2614 | 10.2582
161.1 | 18494.5698 | 6.8206 | 7.2421 | 10.2308
161.2 | 18495.2501 | 6.8024 | 7.2228 | 10.2036
161.3 | 18495.9285 | 6.7843 | 7.2035 | 10.1764
161.4 | 18496.6051 | 6.7662 | 7.1844 | 10.1493
161.5 | 18497.2799 | 6.7482 | 7.1652 | 10.1223
161.6 | 18497.953 | 6.7302 | 7.1461 | 10.0953
161.7 | 18498.6242 | 6.7123 | 7.1271 | 10.0685
161.8 | 18499.2936 | 6.6944 | 7.1081 | 10.0416
161.9 | 18499.9613 | 6.6766 | 7.0892 | 10.0149
162 | 18500.6272 | 6.6588 | 7.0703 | 9.9882
162.1 | 18501.2913 | 6.6411 | 7.0515 | 9.9616
162.2 | 18501.9536 | 6.6234 | 7.0327 | 9.9351
162.3 | 18502.6142 | 6.6058 | 7.014 | 9.9086
162.4 | 18503.273 | 6.5882 | 6.9953 | 9.8822
162.5 | 18503.9301 | 6.5706 | 6.9767 | 9.8559
162.6 | 18504.5854 | 6.5531 | 6.9581 | 9.8297
162.7 | 18505.239 | 6.5357 | 6.9396 | 9.8035
162.8 | 18505.8908 | 6.5183 | 6.9211 | 9.7774
162.9 | 18506.5409 | 6.5009 | 6.9026 | 9.7514
163 | 18507.1892 | 6.4836 | 6.8843 | 9.7254
163.1 | 18507.8359 | 6.4663 | 6.8659 | 9.6995
163.2 | 18508.4808 | 6.4491 | 6.8476 | 9.6737
163.3 | 18509.124 | 6.4319 | 6.8294 | 9.6479
163.4 | 18509.7655 | 6.4148 | 6.8112 | 9.6222
163.5 | 18510.4052 | 6.3977 | 6.7931 | 9.5966
163.6 | 18511.0433 | 6.3807 | 6.775 | 9.571
163.7 | 18511.6797 | 6.3637 | 6.757 | 9.5455
163.8 | 18512.3143 | 6.3467 | 6.739 | 9.5201
163.9 | 18512.9473 | 6.3298 | 6.721 | 9.4948
164 | 18513.5786 | 6.313 | 6.7031 | 9.4695
164.1 | 18514.2082 | 6.2962 | 6.6853 | 9.4443
164.2 | 18514.8362 | 6.2794 | 6.6675 | 9.4191
164.3 | 18515.4625 | 6.2627 | 6.6497 | 9.394
164.4 | 18516.0871 | 6.246 | 6.632 | 9.369
164.5 | 18516.71 | 6.2294 | 6.6143 | 9.3441
164.6 | 18517.3313 | 6.2128 | 6.5967 | 9.3192
164.7 | 18517.9509 | 6.1962 | 6.5791 | 9.2944
164.8 | 18518.5689 | 6.1797 | 6.5616 | 9.2696
164.9 | 18519.1852 | 6.1633 | 6.5442 | 9.2449
165 | 18519.7999 | 6.1469 | 6.5267 | 9.2203
165.1 | 18520.4129 | 6.1305 | 6.5093 | 9.1957
165.2 | 18521.0243 | 6.1142 | 6.492 | 9.1712
165.3 | 18521.6341 | 6.0979 | 6.4747 | 9.1468
165.4 | 18522.2423 | 6.0816 | 6.4575 | 9.1225
165.5 | 18522.8488 | 6.0654 | 6.4403 | 9.0982
165.6 | 18523.4538 | 6.0493 | 6.4231 | 9.0739
165.7 | 18524.0571 | 6.0332 | 6.406 | 9.0498
165.8 | 18524.6588 | 6.0171 | 6.389 | 9.0257
165.9 | 18525.2589 | 6.0011 | 6.3719 | 9.0016
166 | 18525.8574 | 5.9851 | 6.355 | 8.9777
166.1 | 18526.4543 | 5.9692 | 6.3381 | 8.9538
166.2 | 18527.0497 | 5.9533 | 6.3212 | 8.9299
166.3 | 18527.6434 | 5.9374 | 6.3043 | 8.9061
166.4 | 18528.2356 | 5.9216 | 6.2876 | 8.8824
166.5 | 18528.8262 | 5.9058 | 6.2708 | 8.8588
166.6 | 18529.4152 | 5.8901 | 6.2541 | 8.8352
166.7 | 18530.0026 | 5.8744 | 6.2375 | 8.8116
166.8 | 18530.5885 | 5.8588 | 6.2208 | 8.7882
166.9 | 18531.1728 | 5.8432 | 6.2043 | 8.7648
167 | 18531.7556 | 5.8276 | 6.1878 | 8.7414
167.1 | 18532.3368 | 5.8121 | 6.1713 | 8.7181
167.2 | 18532.9164 | 5.7966 | 6.1548 | 8.6949
167.3 | 18533.4946 | 5.7812 | 6.1384 | 8.6718
167.4 | 18534.0711 | 5.7658 | 6.1221 | 8.6487
167.5 | 18534.6462 | 5.7504 | 6.1058 | 8.6256
167.6 | 18535.2197 | 5.7351 | 6.0895 | 8.6027
167.7 | 18535.7917 | 5.7198 | 6.0733 | 8.5798
167.8 | 18536.3621 | 5.7046 | 6.0571 | 8.5569
167.9 | 18536.9311 | 5.6894 | 6.041 | 8.5341
168 | 18537.4985 | 5.6743 | 6.0249 | 8.5114
168.1 | 18538.0644 | 5.6592 | 6.0089 | 8.4887
168.2 | 18538.6288 | 5.6441 | 5.9929 | 8.4661
168.3 | 18539.1917 | 5.6291 | 5.9769 | 8.4436
168.4 | 18539.7531 | 5.6141 | 5.961 | 8.4211
168.5 | 18540.3131 | 5.5991 | 5.9451 | 8.3987
168.6 | 18540.8715 | 5.5842 | 5.9293 | 8.3763
168.7 | 18541.4284 | 5.5693 | 5.9135 | 8.354
168.8 | 18541.9839 | 5.5545 | 5.8978 | 8.3317
168.9 | 18542.5378 | 5.5397 | 5.8821 | 8.3096
169 | 18543.0903 | 5.525 | 5.8664 | 8.2874
169.1 | 18543.6413 | 5.5102 | 5.8508 | 8.2654
169.2 | 18544.1909 | 5.4956 | 5.8352 | 8.2434
169.3 | 18544.739 | 5.4809 | 5.8196 | 8.2214
169.4 | 18545.2856 | 5.4663 | 5.8041 | 8.1995
169.5 | 18545.8308 | 5.4518 | 5.7887 | 8.1777
169.6 | 18546.3745 | 5.4373 | 5.7733 | 8.1559
169.7 | 18546.9168 | 5.4228 | 5.7579 | 8.1342
169.8 | 18547.4576 | 5.4083 | 5.7426 | 8.1125
169.9 | 18547.997 | 5.3939 | 5.7273 | 8.0909
170 | 18548.535 | 5.3796 | 5.712 | 8.0694
170.1 | 18549.0715 | 5.3652 | 5.6968 | 8.0479
170.2 | 18549.6066 | 5.351 | 5.6816 | 8.0264
170.3 | 18550.1403 | 5.3367 | 5.6665 | 8.0051
170.4 | 18550.6725 | 5.3225 | 5.6514 | 7.9837
170.5 | 18551.2034 | 5.3083 | 5.6364 | 7.9625
170.6 | 18551.7328 | 5.2942 | 5.6214 | 7.9413
170.7 | 18552.2608 | 5.2801 | 5.6064 | 7.9201
170.8 | 18552.7874 | 5.266 | 5.5915 | 7.899
170.9 | 18553.3126 | 5.252 | 5.5766 | 7.878
171 | 18553.8364 | 5.238 | 5.5617 | 7.857
171.1 | 18554.3588 | 5.2241 | 5.5469 | 7.8361
171.2 | 18554.8798 | 5.2101 | 5.5321 | 7.8152
171.3 | 18555.3994 | 5.1963 | 5.5174 | 7.7944
171.4 | 18555.9177 | 5.1824 | 5.5027 | 7.7737
171.5 | 18556.4346 | 5.1686 | 5.488 | 7.753
171.6 | 18556.95 | 5.1549 | 5.4734 | 7.7323
171.7 | 18557.4642 | 5.1411 | 5.4589 | 7.7117
171.8 | 18557.9769 | 5.1274 | 5.4443 | 7.6912
171.9 | 18558.4883 | 5.1138 | 5.4298 | 7.6707
172 | 18558.9983 | 5.1002 | 5.4154 | 7.6503
172.1 | 18559.507 | 5.0866 | 5.4009 | 7.6299
172.2 | 18560.0143 | 5.073 | 5.3866 | 7.6096
172.3 | 18560.5202 | 5.0595 | 5.3722 | 7.5893
172.4 | 18561.0248 | 5.0461 | 5.3579 | 7.5691
172.5 | 18561.5281 | 5.0326 | 5.3436 | 7.5489
172.6 | 18562.03 | 5.0192 | 5.3294 | 7.5288
172.7 | 18562.5306 | 5.0059 | 5.3152 | 7.5088
172.8 | 18563.0298 | 4.9925 | 5.3011 | 7.4888
172.9 | 18563.5278 | 4.9792 | 5.2869 | 7.4688
173 | 18564.0244 | 4.966 | 5.2729 | 7.449
173.1 | 18564.5196 | 4.9527 | 5.2588 | 7.4291
173.2 | 18565.0136 | 4.9396 | 5.2448 | 7.4093
173.3 | 18565.5062 | 4.9264 | 5.2308 | 7.3896
173.4 | 18565.9976 | 4.9133 | 5.2169 | 7.3699
173.5 | 18566.4876 | 4.9002 | 5.203 | 7.3503
173.6 | 18566.9763 | 4.8871 | 5.1892 | 7.3307
173.7 | 18567.4637 | 4.8741 | 5.1753 | 7.3112
173.8 | 18567.9498 | 4.8612 | 5.1616 | 7.2917
173.9 | 18568.4346 | 4.8482 | 5.1478 | 7.2723
174 | 18568.9182 | 4.8353 | 5.1341 | 7.2529
174.1 | 18569.4004 | 4.8224 | 5.1204 | 7.2336
174.2 | 18569.8814 | 4.8096 | 5.1068 | 7.2144
174.3 | 18570.361 | 4.7968 | 5.0932 | 7.1951
174.4 | 18570.8394 | 4.784 | 5.0796 | 7.176
174.5 | 18571.3166 | 4.7713 | 5.0661 | 7.1569
174.6 | 18571.7924 | 4.7585 | 5.0526 | 7.1378
174.7 | 18572.267 | 4.7459 | 5.0392 | 7.1188
174.8 | 18572.7403 | 4.7332 | 5.0257 | 7.0998
174.9 | 18573.2124 | 4.7206 | 5.0124 | 7.0809
175 | 18573.6832 | 4.7081 | 4.999 | 7.0621
175.1 | 18574.1528 | 4.6955 | 4.9857 | 7.0433
175.2 | 18574.6211 | 4.683 | 4.9724 | 7.0245
175.3 | 18575.0881 | 4.6705 | 4.9592 | 7.0058
175.4 | 18575.5539 | 4.6581 | 4.946 | 6.9872
175.5 | 18576.0185 | 4.6457 | 4.9328 | 6.9685
175.6 | 18576.4818 | 4.6333 | 4.9197 | 6.95
175.7 | 18576.9439 | 4.621 | 4.9066 | 6.9315
175.8 | 18577.4048 | 4.6087 | 4.8935 | 6.913
175.9 | 18577.8644 | 4.5964 | 4.8805 | 6.8946
176 | 18578.3228 | 4.5842 | 4.8675 | 6.8763
176.1 | 18578.78 | 4.572 | 4.8545 | 6.8579
176.2 | 18579.236 | 4.5598 | 4.8416 | 6.8397
176.3 | 18579.6908 | 4.5476 | 4.8287 | 6.8215
176.4 | 18580.1443 | 4.5355 | 4.8158 | 6.8033
176.5 | 18580.5967 | 4.5235 | 4.803 | 6.7852
176.6 | 18581.0478 | 4.5114 | 4.7902 | 6.7671
176.7 | 18581.4978 | 4.4994 | 4.7774 | 6.7491
176.8 | 18581.9465 | 4.4874 | 4.7647 | 6.7311
176.9 | 18582.394 | 4.4755 | 4.752 | 6.7132
177 | 18582.8404 | 4.4635 | 4.7394 | 6.6953
177.1 | 18583.2856 | 4.4517 | 4.7268 | 6.6775
177.2 | 18583.7295 | 4.4398 | 4.7142 | 6.6597
177.3 | 18584.1723 | 4.428 | 4.7016 | 6.642
177.4 | 18584.614 | 4.4162 | 4.6891 | 6.6243
177.5 | 18585.0544 | 4.4044 | 4.6766 | 6.6066
177.6 | 18585.4937 | 4.3927 | 4.6641 | 6.589
177.7 | 18585.9318 | 4.381 | 4.6517 | 6.5715
177.8 | 18586.3687 | 4.3693 | 4.6393 | 6.554
177.9 | 18586.8045 | 4.3577 | 4.627 | 6.5365
178 | 18587.2391 | 4.3461 | 4.6147 | 6.5191
178.1 | 18587.6725 | 4.3345 | 4.6024 | 6.5018
178.2 | 18588.1048 | 4.323 | 4.5901 | 6.4844
178.3 | 18588.536 | 4.3115 | 4.5779 | 6.4672
178.4 | 18588.966 | 4.3 | 4.5657 | 6.45
178.5 | 18589.3948 | 4.2885 | 4.5535 | 6.4328
178.6 | 18589.8225 | 4.2771 | 4.5414 | 6.4156
178.7 | 18590.2491 | 4.2657 | 4.5293 | 6.3986
178.8 | 18590.6745 | 4.2543 | 4.5173 | 6.3815
178.9 | 18591.0988 | 4.243 | 4.5052 | 6.3645
179 | 18591.522 | 4.2317 | 4.4932 | 6.3476
179.1 | 18591.9441 | 4.2204 | 4.4813 | 6.3307
179.2 | 18592.365 | 4.2092 | 4.4693 | 6.3138
179.3 | 18592.7848 | 4.198 | 4.4574 | 6.297
179.4 | 18593.2035 | 4.1868 | 4.4456 | 6.2802
179.5 | 18593.621 | 4.1757 | 4.4337 | 6.2635
179.6 | 18594.0375 | 4.1646 | 4.4219 | 6.2468
179.7 | 18594.4528 | 4.1535 | 4.4101 | 6.2302
179.8 | 18594.8671 | 4.1424 | 4.3984 | 6.2136
179.9 | 18595.2802 | 4.1314 | 4.3867 | 6.1971
180 | 18595.6922 | 4.1204 | 4.375 | 6.1805
180.1 | 18596.1032 | 4.1094 | 4.3633 | 6.1641
180.2 | 18596.513 | 4.0984 | 4.3517 | 6.1477
180.3 | 18596.9218 | 4.0875 | 4.3401 | 6.1313
180.4 | 18597.3294 | 4.0766 | 4.3286 | 6.115
180.5 | 18597.736 | 4.0658 | 4.317 | 6.0987
180.6 | 18598.1415 | 4.055 | 4.3056 | 6.0824
180.7 | 18598.5459 | 4.0442 | 4.2941 | 6.0662
180.8 | 18598.9493 | 4.0334 | 4.2827 | 6.0501
180.9 | 18599.3515 | 4.0227 | 4.2712 | 6.034
181 | 18599.7527 | 4.0119 | 4.2599 | 6.0179
181.1 | 18600.1529 | 4.0013 | 4.2485 | 6.0019
181.2 | 18600.5519 | 3.9906 | 4.2372 | 5.9859
181.3 | 18600.9499 | 3.98 | 4.2259 | 5.97
181.4 | 18601.3469 | 3.9694 | 4.2147 | 5.9541
181.5 | 18601.7427 | 3.9588 | 4.2034 | 5.9382
181.6 | 18602.1376 | 3.9483 | 4.1923 | 5.9224
181.7 | 18602.5313 | 3.9377 | 4.1811 | 5.9066
181.8 | 18602.9241 | 3.9273 | 4.17 | 5.8909
181.9 | 18603.3157 | 3.9168 | 4.1589 | 5.8752
182 | 18603.7064 | 3.9064 | 4.1478 | 5.8596
182.1 | 18604.096 | 3.896 | 4.1367 | 5.8439
182.2 | 18604.4845 | 3.8856 | 4.1257 | 5.8284
182.3 | 18604.8721 | 3.8752 | 4.1147 | 5.8129
182.4 | 18605.2586 | 3.8649 | 4.1038 | 5.7974
182.5 | 18605.644 | 3.8546 | 4.0928 | 5.7819
182.6 | 18606.0285 | 3.8444 | 4.0819 | 5.7665
182.7 | 18606.4119 | 3.8341 | 4.0711 | 5.7512
182.8 | 18606.7943 | 3.8239 | 4.0602 | 5.7359
182.9 | 18607.1756 | 3.8137 | 4.0494 | 5.7206
183 | 18607.556 | 3.8036 | 4.0386 | 5.7054
183.1 | 18607.9353 | 3.7934 | 4.0279 | 5.6902
183.2 | 18608.3137 | 3.7833 | 4.0171 | 5.675
183.3 | 18608.691 | 3.7733 | 4.0064 | 5.6599
183.4 | 18609.0673 | 3.7632 | 3.9958 | 5.6448
183.5 | 18609.4426 | 3.7532 | 3.9851 | 5.6298
183.6 | 18609.817 | 3.7432 | 3.9745 | 5.6148
183.7 | 18610.1903 | 3.7332 | 3.9639 | 5.5999
183.8 | 18610.5626 | 3.7233 | 3.9534 | 5.5849
183.9 | 18610.9339 | 3.7134 | 3.9429 | 5.5701
184 | 18611.3043 | 3.7035 | 3.9324 | 5.5552
184.1 | 18611.6737 | 3.6936 | 3.9219 | 5.5404
184.2 | 18612.042 | 3.6838 | 3.9114 | 5.5257
184.3 | 18612.4094 | 3.674 | 3.901 | 5.511
184.4 | 18612.7759 | 3.6642 | 3.8906 | 5.4963
184.5 | 18613.1413 | 3.6544 | 3.8803 | 5.4817
184.6 | 18613.5058 | 3.6447 | 3.8699 | 5.4671
184.7 | 18613.8693 | 3.635 | 3.8596 | 5.4525
184.8 | 18614.2318 | 3.6253 | 3.8494 | 5.438
184.9 | 18614.5934 | 3.6157 | 3.8391 | 5.4235
185 | 18614.954 | 3.606 | 3.8289 | 5.4091
185.1 | 18615.3136 | 3.5964 | 3.8187 | 5.3946
185.2 | 18615.6723 | 3.5869 | 3.8085 | 5.3803
185.3 | 18616.03 | 3.5773 | 3.7984 | 5.366
185.4 | 18616.3868 | 3.5678 | 3.7883 | 5.3517
185.5 | 18616.7426 | 3.5583 | 3.7782 | 5.3374
185.6 | 18617.0975 | 3.5488 | 3.7681 | 5.3232
185.7 | 18617.4514 | 3.5393 | 3.7581 | 5.309
185.8 | 18617.8044 | 3.5299 | 3.7481 | 5.2949
185.9 | 18618.1565 | 3.5205 | 3.7381 | 5.2808
186 | 18618.5076 | 3.5111 | 3.7281 | 5.2667
186.1 | 18618.8578 | 3.5018 | 3.7182 | 5.2527
186.2 | 18619.207 | 3.4925 | 3.7083 | 5.2387
186.3 | 18619.5553 | 3.4832 | 3.6984 | 5.2247
186.4 | 18619.9027 | 3.4739 | 3.6886 | 5.2108
186.5 | 18620.2492 | 3.4646 | 3.6787 | 5.197
186.6 | 18620.5947 | 3.4554 | 3.6689 | 5.1831
186.7 | 18620.9394 | 3.4462 | 3.6592 | 5.1693
186.8 | 18621.2831 | 3.437 | 3.6494 | 5.1555
186.9 | 18621.6259 | 3.4279 | 3.6397 | 5.1418
187 | 18621.9677 | 3.4188 | 3.63 | 5.1281
187.1 | 18622.3087 | 3.4096 | 3.6204 | 5.1145
187.2 | 18622.6487 | 3.4006 | 3.6107 | 5.1008
187.3 | 18622.9879 | 3.3915 | 3.6011 | 5.0873
187.4 | 18623.3261 | 3.3825 | 3.5915 | 5.0737
187.5 | 18623.6635 | 3.3735 | 3.5819 | 5.0602
187.6 | 18623.9999 | 3.3645 | 3.5724 | 5.0467
187.7 | 18624.3355 | 3.3555 | 3.5629 | 5.0333
187.8 | 18624.6702 | 3.3466 | 3.5534 | 5.0199
187.9 | 18625.0039 | 3.3377 | 3.5439 | 5.0065
188 | 18625.3368 | 3.3288 | 3.5345 | 4.9932
188.1 | 18625.6688 | 3.3199 | 3.5251 | 4.9799
188.2 | 18625.9999 | 3.3111 | 3.5157 | 4.9666
188.3 | 18626.3301 | 3.3023 | 3.5063 | 4.9534
188.4 | 18626.6595 | 3.2935 | 3.497 | 4.9402
188.5 | 18626.9879 | 3.2847 | 3.4877 | 4.927
188.6 | 18627.3155 | 3.276 | 3.4784 | 4.9139
188.7 | 18627.6423 | 3.2672 | 3.4691 | 4.9008
188.8 | 18627.9681 | 3.2585 | 3.4599 | 4.8878
188.9 | 18628.2931 | 3.2498 | 3.4507 | 4.8748
189 | 18628.6172 | 3.2412 | 3.4415 | 4.8618
189.1 | 18628.9405 | 3.2326 | 3.4323 | 4.8488
189.2 | 18629.2629 | 3.224 | 3.4232 | 4.8359
189.3 | 18629.5844 | 3.2154 | 3.4141 | 4.8231
189.4 | 18629.9051 | 3.2068 | 3.405 | 4.8102
189.5 | 18630.2249 | 3.1983 | 3.3959 | 4.7974
189.6 | 18630.5439 | 3.1897 | 3.3869 | 4.7846
189.7 | 18630.862 | 3.1813 | 3.3778 | 4.7719
189.8 | 18631.1793 | 3.1728 | 3.3689 | 4.7592
189.9 | 18631.4957 | 3.1643 | 3.3599 | 4.7465
190 | 18631.8113 | 3.1559 | 3.3509 | 4.7339
190.1 | 18632.1261 | 3.1475 | 3.342 | 4.7212
190.2 | 18632.44 | 3.1391 | 3.3331 | 4.7087
190.3 | 18632.7531 | 3.1308 | 3.3242 | 4.6961
190.4 | 18633.0653 | 3.1224 | 3.3154 | 4.6836
190.5 | 18633.3767 | 3.1141 | 3.3066 | 4.6712
190.6 | 18633.6873 | 3.1058 | 3.2977 | 4.6587
190.7 | 18633.997 | 3.0975 | 3.289 | 4.6463
190.8 | 18634.306 | 3.0893 | 3.2802 | 4.6339
190.9 | 18634.6141 | 3.0811 | 3.2715 | 4.6216
191 | 18634.9214 | 3.0729 | 3.2628 | 4.6093
191.1 | 18635.2278 | 3.0647 | 3.2541 | 4.597
191.2 | 18635.5335 | 3.0565 | 3.2454 | 4.5848
191.3 | 18635.8383 | 3.0484 | 3.2368 | 4.5726
191.4 | 18636.1423 | 3.0403 | 3.2281 | 4.5604
191.5 | 18636.4456 | 3.0322 | 3.2195 | 4.5482
191.6 | 18636.748 | 3.0241 | 3.211 | 4.5361
191.7 | 18637.0496 | 3.016 | 3.2024 | 4.524
191.8 | 18637.3504 | 3.008 | 3.1939 | 4.512
191.9 | 18637.6504 | 3 | 3.1854 | 4.5
192 | 18637.9496 | 2.992 | 3.1769 | 4.488
192.1 | 18638.248 | 2.984 | 3.1684 | 4.476
192.2 | 18638.5456 | 2.9761 | 3.16 | 4.4641
192.3 | 18638.8424 | 2.9682 | 3.1516 | 4.4522
192.4 | 18639.1384 | 2.9603 | 3.1432 | 4.4404
192.5 | 18639.4337 | 2.9524 | 3.1348 | 4.4286
192.6 | 18639.7281 | 2.9445 | 3.1265 | 4.4168
192.7 | 18640.0218 | 2.9367 | 3.1181 | 4.405
192.8 | 18640.3147 | 2.9288 | 3.1098 | 4.3933
192.9 | 18640.6068 | 2.921 | 3.1016 | 4.3816
193 | 18640.8981 | 2.9133 | 3.0933 | 4.3699
193.1 | 18641.1886 | 2.9055 | 3.0851 | 4.3583
193.2 | 18641.4784 | 2.8978 | 3.0768 | 4.3467
193.3 | 18641.7674 | 2.8901 | 3.0687 | 4.3351
193.4 | 18642.0557 | 2.8824 | 3.0605 | 4.3235
193.5 | 18642.3431 | 2.8747 | 3.0523 | 4.312
193.6 | 18642.6298 | 2.867 | 3.0442 | 4.3005
193.7 | 18642.9158 | 2.8594 | 3.0361 | 4.2891
193.8 | 18643.2009 | 2.8518 | 3.028 | 4.2777
193.9 | 18643.4854 | 2.8442 | 3.0199 | 4.2663
194 | 18643.769 | 2.8366 | 3.0119 | 4.2549
194.1 | 18644.0519 | 2.8291 | 3.0039 | 4.2436
194.2 | 18644.3341 | 2.8215 | 2.9959 | 4.2323
194.3 | 18644.6155 | 2.814 | 2.9879 | 4.221
194.4 | 18644.8961 | 2.8065 | 2.9799 | 4.2098
194.5 | 18645.176 | 2.799 | 2.972 | 4.1986
194.6 | 18645.4552 | 2.7916 | 2.9641 | 4.1874
194.7 | 18645.7336 | 2.7841 | 2.9562 | 4.1762
194.8 | 18646.0113 | 2.7767 | 2.9483 | 4.1651
194.9 | 18646.2882 | 2.7693 | 2.9405 | 4.154
195 | 18646.5644 | 2.762 | 2.9326 | 4.1429
195.1 | 18646.8399 | 2.7546 | 2.9248 | 4.1319
195.2 | 18647.1146 | 2.7473 | 2.917 | 4.1209
195.3 | 18647.3886 | 2.74 | 2.9093 | 4.1099
195.4 | 18647.6619 | 2.7327 | 2.9015 | 4.099
195.5 | 18647.9344 | 2.7254 | 2.8938 | 4.0881
195.6 | 18648.2062 | 2.7181 | 2.8861 | 4.0772
195.7 | 18648.4773 | 2.7109 | 2.8784 | 4.0663
195.8 | 18648.7477 | 2.7037 | 2.8707 | 4.0555
195.9 | 18649.0173 | 2.6965 | 2.8631 | 4.0447
196 | 18649.2862 | 2.6893 | 2.8555 | 4.0339
196.1 | 18649.5545 | 2.6821 | 2.8479 | 4.0232
196.2 | 18649.822 | 2.675 | 2.8403 | 4.0125
196.3 | 18650.0887 | 2.6679 | 2.8327 | 4.0018
196.4 | 18650.3548 | 2.6608 | 2.8252 | 3.9911
196.5 | 18650.6202 | 2.6537 | 2.8177 | 3.9805
196.6 | 18650.8848 | 2.6466 | 2.8102 | 3.9699
196.7 | 18651.1488 | 2.6395 | 2.8027 | 3.9593
196.8 | 18651.4121 | 2.6325 | 2.7952 | 3.9488
196.9 | 18651.6746 | 2.6255 | 2.7878 | 3.9383
197 | 18651.9365 | 2.6185 | 2.7803 | 3.9278
197.1 | 18652.1976 | 2.6115 | 2.7729 | 3.9173
197.2 | 18652.4581 | 2.6046 | 2.7655 | 3.9069
197.3 | 18652.7178 | 2.5977 | 2.7582 | 3.8965
197.4 | 18652.9769 | 2.5907 | 2.7508 | 3.8861
197.5 | 18653.2353 | 2.5838 | 2.7435 | 3.8758
197.6 | 18653.493 | 2.577 | 2.7362 | 3.8654
197.7 | 18653.75 | 2.5701 | 2.7289 | 3.8551
197.8 | 18654.0063 | 2.5632 | 2.7217 | 3.8449
197.9 | 18654.262 | 2.5564 | 2.7144 | 3.8346
198 | 18654.5169 | 2.5496 | 2.7072 | 3.8244
198.1 | 18654.7712 | 2.5428 | 2.7 | 3.8142
198.2 | 18655.0248 | 2.5361 | 2.6928 | 3.8041
198.3 | 18655.2777 | 2.5293 | 2.6856 | 3.7939
198.4 | 18655.53 | 2.5226 | 2.6785 | 3.7838
198.5 | 18655.7816 | 2.5158 | 2.6713 | 3.7738
198.6 | 18656.0325 | 2.5091 | 2.6642 | 3.7637
198.7 | 18656.2827 | 2.5025 | 2.6571 | 3.7537
198.8 | 18656.5323 | 2.4958 | 2.65 | 3.7437
198.9 | 18656.7812 | 2.4892 | 2.643 | 3.7337
199 | 18657.0295 | 2.4825 | 2.6359 | 3.7238
199.1 | 18657.2771 | 2.4759 | 2.6289 | 3.7139
199.2 | 18657.524 | 2.4693 | 2.6219 | 3.704
199.3 | 18657.7703 | 2.4627 | 2.6149 | 3.6941
199.4 | 18658.0159 | 2.4562 | 2.608 | 3.6843
199.5 | 18658.2609 | 2.4496 | 2.601 | 3.6745
199.6 | 18658.5052 | 2.4431 | 2.5941 | 3.6647
199.7 | 18658.7488 | 2.4366 | 2.5872 | 3.6549
199.8 | 18658.9919 | 2.4301 | 2.5803 | 3.6452
199.9 | 18659.2342 | 2.4237 | 2.5734 | 3.6355
200 | 18659.4759 | 2.4172 | 2.5666 | 3.6258
200.1 | 18659.717 | 2.4108 | 2.5597 | 3.6161
200.2 | 18659.9574 | 2.4043 | 2.5529 | 3.6065
200.3 | 18660.1972 | 2.3979 | 2.5461 | 3.5969
200.4 | 18660.4364 | 2.3916 | 2.5393 | 3.5873
200.5 | 18660.6749 | 2.3852 | 2.5326 | 3.5778
200.6 | 18660.9128 | 2.3788 | 2.5258 | 3.5682
200.7 | 18661.15 | 2.3725 | 2.5191 | 3.5587
200.8 | 18661.3867 | 2.3662 | 2.5124 | 3.5493
200.9 | 18661.6227 | 2.3599 | 2.5057 | 3.5398
201 | 18661.858 | 2.3536 | 2.499 | 3.5304
201.1 | 18662.0927 | 2.3473 | 2.4924 | 3.521
201.2 | 18662.3268 | 2.3411 | 2.4857 | 3.5116
201.3 | 18662.5603 | 2.3348 | 2.4791 | 3.5023
201.4 | 18662.7932 | 2.3286 | 2.4725 | 3.4929
201.5 | 18663.0254 | 2.3224 | 2.4659 | 3.4836
201.6 | 18663.2571 | 2.3162 | 2.4594 | 3.4743
201.7 | 18663.4881 | 2.3101 | 2.4528 | 3.4651
201.8 | 18663.7185 | 2.3039 | 2.4463 | 3.4559
201.9 | 18663.9482 | 2.2978 | 2.4398 | 3.4467
202 | 18664.1774 | 2.2917 | 2.4333 | 3.4375
202.1 | 18664.406 | 2.2856 | 2.4268 | 3.4283
202.2 | 18664.6339 | 2.2795 | 2.4203 | 3.4192
202.3 | 18664.8612 | 2.2734 | 2.4139 | 3.4101
202.4 | 18665.088 | 2.2673 | 2.4075 | 3.401
202.5 | 18665.3141 | 2.2613 | 2.401 | 3.392
202.6 | 18665.5396 | 2.2553 | 2.3947 | 3.3829
202.7 | 18665.7646 | 2.2493 | 2.3883 | 3.3739
202.8 | 18665.9889 | 2.2433 | 2.3819 | 3.3649
202.9 | 18666.2126 | 2.2373 | 2.3756 | 3.356
203 | 18666.4358 | 2.2314 | 2.3692 | 3.347
203.1 | 18666.6583 | 2.2254 | 2.3629 | 3.3381
203.2 | 18666.8802 | 2.2195 | 2.3566 | 3.3292
203.3 | 18667.1016 | 2.2136 | 2.3504 | 3.3204
203.4 | 18667.3224 | 2.2077 | 2.3441 | 3.3115
203.5 | 18667.5426 | 2.2018 | 2.3379 | 3.3027
203.6 | 18667.7621 | 2.1959 | 2.3316 | 3.2939
203.7 | 18667.9812 | 2.1901 | 2.3254 | 3.2851
203.8 | 18668.1996 | 2.1843 | 2.3192 | 3.2764
203.9 | 18668.4174 | 2.1784 | 2.3131 | 3.2677
204 | 18668.6347 | 2.1726 | 2.3069 | 3.259
204.1 | 18668.8514 | 2.1669 | 2.3008 | 3.2503
204.2 | 18669.0675 | 2.1611 | 2.2946 | 3.2416
204.3 | 18669.283 | 2.1553 | 2.2885 | 3.233
204.4 | 18669.498 | 2.1496 | 2.2824 | 3.2244
204.5 | 18669.7124 | 2.1439 | 2.2763 | 3.2158
204.6 | 18669.9262 | 2.1382 | 2.2703 | 3.2072
204.7 | 18670.1394 | 2.1325 | 2.2642 | 3.1987
204.8 | 18670.3521 | 2.1268 | 2.2582 | 3.1902
204.9 | 18670.5642 | 2.1211 | 2.2522 | 3.1817
205 | 18670.7758 | 2.1155 | 2.2462 | 3.1732
205.1 | 18670.9867 | 2.1098 | 2.2402 | 3.1647
205.2 | 18671.1972 | 2.1042 | 2.2342 | 3.1563
205.3 | 18671.407 | 2.0986 | 2.2283 | 3.1479
205.4 | 18671.6163 | 2.093 | 2.2224 | 3.1395
205.5 | 18671.8251 | 2.0874 | 2.2164 | 3.1312
205.6 | 18672.0333 | 2.0819 | 2.2105 | 3.1228
205.7 | 18672.2409 | 2.0763 | 2.2047 | 3.1145
205.8 | 18672.448 | 2.0708 | 2.1988 | 3.1062
205.9 | 18672.6545 | 2.0653 | 2.1929 | 3.0979
206 | 18672.8605 | 2.0598 | 2.1871 | 3.0897
206.1 | 18673.0659 | 2.0543 | 2.1813 | 3.0815
206.2 | 18673.2708 | 2.0488 | 2.1755 | 3.0733
206.3 | 18673.4751 | 2.0434 | 2.1697 | 3.0651
206.4 | 18673.6789 | 2.0379 | 2.1639 | 3.0569
206.5 | 18673.8822 | 2.0325 | 2.1581 | 3.0488
206.6 | 18674.0849 | 2.0271 | 2.1524 | 3.0407
206.7 | 18674.2871 | 2.0217 | 2.1466 | 3.0326
206.8 | 18674.4887 | 2.0163 | 2.1409 | 3.0245
206.9 | 18674.6898 | 2.011 | 2.1352 | 3.0164
207 | 18674.8904 | 2.0056 | 2.1295 | 3.0084
207.1 | 18675.0904 | 2.0003 | 2.1239 | 3.0004
207.2 | 18675.2899 | 1.9949 | 2.1182 | 2.9924
207.3 | 18675.4888 | 1.9896 | 2.1126 | 2.9844
207.4 | 18675.6873 | 1.9843 | 2.1069 | 2.9765
207.5 | 18675.8852 | 1.979 | 2.1013 | 2.9685
207.6 | 18676.0825 | 1.9738 | 2.0957 | 2.9606
207.7 | 18676.2794 | 1.9685 | 2.0902 | 2.9528
207.8 | 18676.4757 | 1.9633 | 2.0846 | 2.9449
207.9 | 18676.6715 | 1.958 | 2.079 | 2.9371
208 | 18676.8668 | 1.9528 | 2.0735 | 2.9292
208.1 | 18677.0616 | 1.9476 | 2.068 | 2.9214
208.2 | 18677.2558 | 1.9424 | 2.0625 | 2.9137
208.3 | 18677.4495 | 1.9373 | 2.057 | 2.9059
208.4 | 18677.6427 | 1.9321 | 2.0515 | 2.8982
208.5 | 18677.8354 | 1.927 | 2.046 | 2.8904
208.6 | 18678.0276 | 1.9218 | 2.0406 | 2.8827
208.7 | 18678.2193 | 1.9167 | 2.0352 | 2.8751
208.8 | 18678.4105 | 1.9116 | 2.0297 | 2.8674
208.9 | 18678.6011 | 1.9065 | 2.0243 | 2.8598
209 | 18678.7913 | 1.9014 | 2.0189 | 2.8522
209.1 | 18678.9809 | 1.8964 | 2.0136 | 2.8446
209.2 | 18679.17 | 1.8913 | 2.0082 | 2.837
209.3 | 18679.3586 | 1.8863 | 2.0029 | 2.8294
209.4 | 18679.5468 | 1.8813 | 1.9975 | 2.8219
209.5 | 18679.7344 | 1.8762 | 1.9922 | 2.8144
209.6 | 18679.9215 | 1.8713 | 1.9869 | 2.8069
209.7 | 18680.1082 | 1.8663 | 1.9816 | 2.7994
209.8 | 18680.2943 | 1.8613 | 1.9763 | 2.7919
209.9 | 18680.4799 | 1.8563 | 1.9711 | 2.7845
210 | 18680.6651 | 1.8514 | 1.9658 | 2.7771
210.1 | 18680.8497 | 1.8465 | 1.9606 | 2.7697
210.2 | 18681.0339 | 1.8416 | 1.9554 | 2.7623
210.3 | 18681.2175 | 1.8366 | 1.9501 | 2.755
210.4 | 18681.4007 | 1.8318 | 1.945 | 2.7476
210.5 | 18681.5834 | 1.8269 | 1.9398 | 2.7403
210.6 | 18681.7656 | 1.822 | 1.9346 | 2.733
210.7 | 18681.9473 | 1.8172 | 1.9295 | 2.7257
210.8 | 18682.1285 | 1.8123 | 1.9243 | 2.7185
210.9 | 18682.3093 | 1.8075 | 1.9192 | 2.7112
211 | 18682.4896 | 1.8027 | 1.9141 | 2.704
211.1 | 18682.6693 | 1.7979 | 1.909 | 2.6968
211.2 | 18682.8486 | 1.7931 | 1.9039 | 2.6896
211.3 | 18683.0275 | 1.7883 | 1.8988 | 2.6825
211.4 | 18683.2058 | 1.7836 | 1.8938 | 2.6753
211.5 | 18683.3837 | 1.7788 | 1.8887 | 2.6682
211.6 | 18683.5611 | 1.7741 | 1.8837 | 2.6611
211.7 | 18683.7381 | 1.7693 | 1.8787 | 2.654
211.8 | 18683.9145 | 1.7646 | 1.8737 | 2.6469
211.9 | 18684.0905 | 1.7599 | 1.8687 | 2.6399
212 | 18684.266 | 1.7552 | 1.8637 | 2.6329
212.1 | 18684.4411 | 1.7506 | 1.8588 | 2.6259
212.2 | 18684.6157 | 1.7459 | 1.8538 | 2.6189
212.3 | 18684.7898 | 1.7413 | 1.8489 | 2.6119
212.4 | 18684.9635 | 1.7366 | 1.8439 | 2.6049
212.5 | 18685.1367 | 1.732 | 1.839 | 2.598
212.6 | 18685.3094 | 1.7274 | 1.8341 | 2.5911
212.7 | 18685.4817 | 1.7228 | 1.8292 | 2.5842
212.8 | 18685.6535 | 1.7182 | 1.8244 | 2.5773
212.9 | 18685.8249 | 1.7136 | 1.8195 | 2.5704
213 | 18685.9958 | 1.7091 | 1.8147 | 2.5636
213.1 | 18686.1662 | 1.7045 | 1.8098 | 2.5568
213.2 | 18686.3362 | 1.7 | 1.805 | 2.5499
213.3 | 18686.5058 | 1.6954 | 1.8002 | 2.5432
213.4 | 18686.6749 | 1.6909 | 1.7954 | 2.5364
213.5 | 18686.8435 | 1.6864 | 1.7906 | 2.5296
213.6 | 18687.0117 | 1.6819 | 1.7859 | 2.5229
213.7 | 18687.1794 | 1.6775 | 1.7811 | 2.5162
213.8 | 18687.3467 | 1.673 | 1.7764 | 2.5095
213.9 | 18687.5136 | 1.6685 | 1.7716 | 2.5028
214 | 18687.68 | 1.6641 | 1.7669 | 2.4961
214.1 | 18687.846 | 1.6597 | 1.7622 | 2.4895
214.2 | 18688.0115 | 1.6552 | 1.7575 | 2.4828
214.3 | 18688.1766 | 1.6508 | 1.7528 | 2.4762
214.4 | 18688.3412 | 1.6464 | 1.7482 | 2.4696
214.5 | 18688.5054 | 1.642 | 1.7435 | 2.4631
214.6 | 18688.6692 | 1.6377 | 1.7389 | 2.4565
214.7 | 18688.8325 | 1.6333 | 1.7342 | 2.45
214.8 | 18688.9954 | 1.629 | 1.7296 | 2.4434
214.9 | 18689.1579 | 1.6246 | 1.725 | 2.4369
215 | 18689.3199 | 1.6203 | 1.7204 | 2.4304
215.1 | 18689.4815 | 1.616 | 1.7158 | 2.424
215.2 | 18689.6427 | 1.6117 | 1.7113 | 2.4175
215.3 | 18689.8034 | 1.6074 | 1.7067 | 2.4111
215.4 | 18689.9637 | 1.6031 | 1.7022 | 2.4047
215.5 | 18690.1236 | 1.5988 | 1.6976 | 2.3983
215.6 | 18690.2831 | 1.5946 | 1.6931 | 2.3919
215.7 | 18690.4421 | 1.5903 | 1.6886 | 2.3855
215.8 | 18690.6007 | 1.5861 | 1.6841 | 2.3791
215.9 | 18690.7589 | 1.5819 | 1.6796 | 2.3728
216 | 18690.9167 | 1.5777 | 1.6752 | 2.3665
216.1 | 18691.074 | 1.5735 | 1.6707 | 2.3602
216.2 | 18691.2309 | 1.5693 | 1.6662 | 2.3539
216.3 | 18691.3874 | 1.5651 | 1.6618 | 2.3476
216.4 | 18691.5435 | 1.5609 | 1.6574 | 2.3414
216.5 | 18691.6992 | 1.5568 | 1.653 | 2.3351
216.6 | 18691.8545 | 1.5526 | 1.6486 | 2.3289
216.7 | 18692.0093 | 1.5485 | 1.6442 | 2.3227
216.8 | 18692.1638 | 1.5444 | 1.6398 | 2.3165
216.9 | 18692.3178 | 1.5402 | 1.6354 | 2.3104
217 | 18692.4714 | 1.5361 | 1.6311 | 2.3042
217.1 | 18692.6246 | 1.5321 | 1.6267 | 2.2981
217.2 | 18692.7774 | 1.528 | 1.6224 | 2.292
217.3 | 18692.9298 | 1.5239 | 1.6181 | 2.2859
217.4 | 18693.0818 | 1.5198 | 1.6138 | 2.2798
217.5 | 18693.2333 | 1.5158 | 1.6095 | 2.2737
217.6 | 18693.3845 | 1.5118 | 1.6052 | 2.2676
217.7 | 18693.5353 | 1.5077 | 1.6009 | 2.2616
217.8 | 18693.6857 | 1.5037 | 1.5966 | 2.2556
217.9 | 18693.8356 | 1.4997 | 1.5924 | 2.2496
218 | 18693.9852 | 1.4957 | 1.5882 | 2.2436
218.1 | 18694.1344 | 1.4917 | 1.5839 | 2.2376
218.2 | 18694.2832 | 1.4878 | 1.5797 | 2.2316
218.3 | 18694.4315 | 1.4838 | 1.5755 | 2.2257
218.4 | 18694.5795 | 1.4799 | 1.5713 | 2.2198
218.5 | 18694.7271 | 1.4759 | 1.5671 | 2.2139
218.6 | 18694.8743 | 1.472 | 1.5629 | 2.208
218.7 | 18695.0211 | 1.4681 | 1.5588 | 2.2021
218.8 | 18695.1675 | 1.4642 | 1.5546 | 2.1962
218.9 | 18695.3136 | 1.4603 | 1.5505 | 2.1904
219 | 18695.4592 | 1.4564 | 1.5464 | 2.1845
219.1 | 18695.6044 | 1.4525 | 1.5422 | 2.1787
219.2 | 18695.7493 | 1.4486 | 1.5381 | 2.1729
219.3 | 18695.8938 | 1.4448 | 1.534 | 2.1671
219.4 | 18696.0379 | 1.4409 | 1.53 | 2.1614
219.5 | 18696.1816 | 1.4371 | 1.5259 | 2.1556
219.6 | 18696.3249 | 1.4332 | 1.5218 | 2.1499
219.7 | 18696.4679 | 1.4294 | 1.5178 | 2.1441
219.8 | 18696.6104 | 1.4256 | 1.5137 | 2.1384
219.9 | 18696.7526 | 1.4218 | 1.5097 | 2.1327
220 | 18696.8944 | 1.418 | 1.5057 | 2.1271
220.1 | 18697.0358 | 1.4143 | 1.5017 | 2.1214
220.2 | 18697.1769 | 1.4105 | 1.4977 | 2.1157
220.3 | 18697.3176 | 1.4067 | 1.4937 | 2.1101
220.4 | 18697.4579 | 1.403 | 1.4897 | 2.1045
220.5 | 18697.5978 | 1.3993 | 1.4857 | 2.0989
220.6 | 18697.7373 | 1.3955 | 1.4818 | 2.0933
220.7 | 18697.8765 | 1.3918 | 1.4778 | 2.0877
220.8 | 18698.0153 | 1.3881 | 1.4739 | 2.0822
220.9 | 18698.1538 | 1.3844 | 1.47 | 2.0766
221 | 18698.2918 | 1.3807 | 1.4661 | 2.0711
221.1 | 18698.4295 | 1.377 | 1.4621 | 2.0656
221.2 | 18698.5669 | 1.3734 | 1.4583 | 2.0601
221.3 | 18698.7039 | 1.3697 | 1.4544 | 2.0546
221.4 | 18698.8405 | 1.3661 | 1.4505 | 2.0491
221.5 | 18698.9767 | 1.3624 | 1.4466 | 2.0437
221.6 | 18699.1126 | 1.3588 | 1.4428 | 2.0382
221.7 | 18699.2481 | 1.3552 | 1.4389 | 2.0328
221.8 | 18699.3833 | 1.3516 | 1.4351 | 2.0274
221.9 | 18699.5181 | 1.348 | 1.4313 | 2.022
222 | 18699.6525 | 1.3444 | 1.4275 | 2.0166
222.1 | 18699.7866 | 1.3408 | 1.4237 | 2.0112
222.2 | 18699.9203 | 1.3372 | 1.4199 | 2.0059
222.3 | 18700.0537 | 1.3337 | 1.4161 | 2.0005
222.4 | 18700.1867 | 1.3301 | 1.4123 | 1.9952
222.5 | 18700.3193 | 1.3266 | 1.4086 | 1.9899
222.6 | 18700.4516 | 1.3231 | 1.4048 | 1.9846
222.7 | 18700.5836 | 1.3195 | 1.4011 | 1.9793
222.8 | 18700.7152 | 1.316 | 1.3973 | 1.974
222.9 | 18700.8465 | 1.3125 | 1.3936 | 1.9688
223 | 18700.9774 | 1.309 | 1.3899 | 1.9635
223.1 | 18701.1079 | 1.3055 | 1.3862 | 1.9583
223.2 | 18701.2381 | 1.3021 | 1.3825 | 1.9531
223.3 | 18701.368 | 1.2986 | 1.3788 | 1.9479
223.4 | 18701.4975 | 1.2951 | 1.3752 | 1.9427
223.5 | 18701.6267 | 1.2917 | 1.3715 | 1.9375
223.6 | 18701.7555 | 1.2882 | 1.3678 | 1.9324
223.7 | 18701.884 | 1.2848 | 1.3642 | 1.9272
223.8 | 18702.0121 | 1.2814 | 1.3606 | 1.9221
223.9 | 18702.1399 | 1.278 | 1.3569 | 1.917
224 | 18702.2673 | 1.2746 | 1.3533 | 1.9119
224.1 | 18702.3945 | 1.2712 | 1.3497 | 1.9068
224.2 | 18702.5212 | 1.2678 | 1.3461 | 1.9017
224.3 | 18702.6477 | 1.2644 | 1.3426 | 1.8966
224.4 | 18702.7738 | 1.261 | 1.339 | 1.8916
224.5 | 18702.8996 | 1.2577 | 1.3354 | 1.8865
224.6 | 18703.025 | 1.2543 | 1.3319 | 1.8815
224.7 | 18703.1501 | 1.251 | 1.3283 | 1.8765
224.8 | 18703.2749 | 1.2477 | 1.3248 | 1.8715
224.9 | 18703.3993 | 1.2443 | 1.3212 | 1.8665
225 | 18703.5234 | 1.241 | 1.3177 | 1.8615
225.1 | 18703.6472 | 1.2377 | 1.3142 | 1.8566
225.2 | 18703.7706 | 1.2344 | 1.3107 | 1.8516
225.3 | 18703.8937 | 1.2311 | 1.3072 | 1.8467
225.4 | 18704.0165 | 1.2279 | 1.3037 | 1.8418
225.5 | 18704.139 | 1.2246 | 1.3003 | 1.8369
225.6 | 18704.2611 | 1.2213 | 1.2968 | 1.832
225.7 | 18704.3829 | 1.2181 | 1.2934 | 1.8271
225.8 | 18704.5044 | 1.2148 | 1.2899 | 1.8223
225.9 | 18704.6256 | 1.2116 | 1.2865 | 1.8174
226 | 18704.7464 | 1.2084 | 1.283 | 1.8126
226.1 | 18704.8669 | 1.2052 | 1.2796 | 1.8077
226.2 | 18704.9871 | 1.2019 | 1.2762 | 1.8029
226.3 | 18705.107 | 1.1987 | 1.2728 | 1.7981
226.4 | 18705.2265 | 1.1956 | 1.2694 | 1.7933
226.5 | 18705.3458 | 1.1924 | 1.2661 | 1.7886
226.6 | 18705.4647 | 1.1892 | 1.2627 | 1.7838
226.7 | 18705.5833 | 1.186 | 1.2593 | 1.779
226.8 | 18705.7016 | 1.1829 | 1.256 | 1.7743
226.9 | 18705.8196 | 1.1797 | 1.2526 | 1.7696
227 | 18705.9372 | 1.1766 | 1.2493 | 1.7649
227.1 | 18706.0546 | 1.1734 | 1.246 | 1.7602
227.2 | 18706.1716 | 1.1703 | 1.2426 | 1.7555
227.3 | 18706.2883 | 1.1672 | 1.2393 | 1.7508
227.4 | 18706.4047 | 1.1641 | 1.236 | 1.7461
227.5 | 18706.5208 | 1.161 | 1.2327 | 1.7415
227.6 | 18706.6366 | 1.1579 | 1.2295 | 1.7369
227.7 | 18706.7521 | 1.1548 | 1.2262 | 1.7322
227.8 | 18706.8673 | 1.1517 | 1.2229 | 1.7276
227.9 | 18706.9821 | 1.1487 | 1.2197 | 1.723
228 | 18707.0967 | 1.1456 | 1.2164 | 1.7184
228.1 | 18707.2109 | 1.1426 | 1.2132 | 1.7138
228.2 | 18707.3249 | 1.1395 | 1.2099 | 1.7093
228.3 | 18707.4385 | 1.1365 | 1.2067 | 1.7047
228.4 | 18707.5519 | 1.1335 | 1.2035 | 1.7002
228.5 | 18707.6649 | 1.1304 | 1.2003 | 1.6957
228.6 | 18707.7777 | 1.1274 | 1.1971 | 1.6911
228.7 | 18707.8901 | 1.1244 | 1.1939 | 1.6866
228.8 | 18708.0023 | 1.1214 | 1.1907 | 1.6822
228.9 | 18708.1141 | 1.1184 | 1.1876 | 1.6777
229 | 18708.2257 | 1.1155 | 1.1844 | 1.6732
229.1 | 18708.3369 | 1.1125 | 1.1812 | 1.6687
229.2 | 18708.4479 | 1.1095 | 1.1781 | 1.6643
229.3 | 18708.5585 | 1.1066 | 1.175 | 1.6599
229.4 | 18708.6689 | 1.1036 | 1.1718 | 1.6555
229.5 | 18708.779 | 1.1007 | 1.1687 | 1.651
229.6 | 18708.8887 | 1.0978 | 1.1656 | 1.6466
229.7 | 18708.9982 | 1.0948 | 1.1625 | 1.6423
229.8 | 18709.1074 | 1.0919 | 1.1594 | 1.6379
229.9 | 18709.2163 | 1.089 | 1.1563 | 1.6335
230 | 18709.3249 | 1.0861 | 1.1532 | 1.6292
230.1 | 18709.4332 | 1.0832 | 1.1502 | 1.6248
230.2 | 18709.5413 | 1.0803 | 1.1471 | 1.6205
230.3 | 18709.649 | 1.0775 | 1.144 | 1.6162
230.4 | 18709.7565 | 1.0746 | 1.141 | 1.6119
230.5 | 18709.8637 | 1.0717 | 1.138 | 1.6076
230.6 | 18709.9705 | 1.0689 | 1.1349 | 1.6033
230.7 | 18710.0771 | 1.066 | 1.1319 | 1.599
230.8 | 18710.1835 | 1.0632 | 1.1289 | 1.5948
230.9 | 18710.2895 | 1.0604 | 1.1259 | 1.5905
231 | 18710.3953 | 1.0575 | 1.1229 | 1.5863
231.1 | 18710.5007 | 1.0547 | 1.1199 | 1.5821
231.2 | 18710.6059 | 1.0519 | 1.1169 | 1.5779
231.3 | 18710.7108 | 1.0491 | 1.1139 | 1.5737
231.4 | 18710.8155 | 1.0463 | 1.111 | 1.5695
231.5 | 18710.9198 | 1.0435 | 1.108 | 1.5653
231.6 | 18711.0239 | 1.0408 | 1.1051 | 1.5611
231.7 | 18711.1277 | 1.038 | 1.1021 | 1.557
231.8 | 18711.2312 | 1.0352 | 1.0992 | 1.5528
231.9 | 18711.3344 | 1.0325 | 1.0963 | 1.5487
232 | 18711.4374 | 1.0297 | 1.0933 | 1.5446
232.1 | 18711.5401 | 1.027 | 1.0904 | 1.5404
232.2 | 18711.6425 | 1.0242 | 1.0875 | 1.5363
232.3 | 18711.7447 | 1.0215 | 1.0846 | 1.5323
232.4 | 18711.8466 | 1.0188 | 1.0817 | 1.5282
232.5 | 18711.9482 | 1.0161 | 1.0789 | 1.5241
232.6 | 18712.0495 | 1.0134 | 1.076 | 1.52
232.7 | 18712.1506 | 1.0107 | 1.0731 | 1.516
232.8 | 18712.2514 | 1.008 | 1.0703 | 1.512
232.9 | 18712.3519 | 1.0053 | 1.0674 | 1.5079
233 | 18712.4522 | 1.0026 | 1.0646 | 1.5039
233.1 | 18712.5522 | 0.99994 | 1.0617 | 1.4999
233.2 | 18712.6519 | 0.99728 | 1.0589 | 1.4959
233.3 | 18712.7514 | 0.99462 | 1.0561 | 1.4919
233.4 | 18712.8505 | 0.99197 | 1.0533 | 1.488
233.5 | 18712.9495 | 0.98933 | 1.0505 | 1.484
233.6 | 18713.0482 | 0.9867 | 1.0477 | 1.48
233.7 | 18713.1466 | 0.98407 | 1.0449 | 1.4761
233.8 | 18713.2447 | 0.98145 | 1.0421 | 1.4722
233.9 | 18713.3426 | 0.97884 | 1.0393 | 1.4683
234 | 18713.4402 | 0.97623 | 1.0366 | 1.4643
234.1 | 18713.5376 | 0.97363 | 1.0338 | 1.4604
234.2 | 18713.6347 | 0.97104 | 1.031 | 1.4566
234.3 | 18713.7315 | 0.96845 | 1.0283 | 1.4527
234.4 | 18713.8281 | 0.96587 | 1.0256 | 1.4488
234.5 | 18713.9244 | 0.9633 | 1.0228 | 1.4449
234.6 | 18714.0205 | 0.96073 | 1.0201 | 1.4411
234.7 | 18714.1163 | 0.95817 | 1.0174 | 1.4373
234.8 | 18714.2119 | 0.95562 | 1.0147 | 1.4334
234.9 | 18714.3072 | 0.95308 | 1.012 | 1.4296
235 | 18714.4023 | 0.95054 | 1.0093 | 1.4258
235.1 | 18714.4971 | 0.94801 | 1.0066 | 1.422
235.2 | 18714.5916 | 0.94548 | 1.0039 | 1.4182
235.3 | 18714.6859 | 0.94297 | 1.0012 | 1.4144
235.4 | 18714.7799 | 0.94045 | 0.99857 | 1.4107
235.5 | 18714.8737 | 0.93795 | 0.99591 | 1.4069
235.6 | 18714.9673 | 0.93545 | 0.99326 | 1.4032
235.7 | 18715.0606 | 0.93296 | 0.99062 | 1.3994
235.8 | 18715.1536 | 0.93048 | 0.98798 | 1.3957
235.9 | 18715.2464 | 0.928 | 0.98535 | 1.392
236 | 18715.339 | 0.92553 | 0.98272 | 1.3883
236.1 | 18715.4313 | 0.92306 | 0.98011 | 1.3846
236.2 | 18715.5233 | 0.9206 | 0.9775 | 1.3809
236.3 | 18715.6152 | 0.91815 | 0.97489 | 1.3772
236.4 | 18715.7067 | 0.91571 | 0.9723 | 1.3736
236.5 | 18715.7981 | 0.91327 | 0.96971 | 1.3699
236.6 | 18715.8891 | 0.91084 | 0.96712 | 1.3663
236.7 | 18715.98 | 0.90841 | 0.96455 | 1.3626
236.8 | 18716.0706 | 0.90599 | 0.96198 | 1.359
236.9 | 18716.1609 | 0.90358 | 0.95942 | 1.3554
237 | 18716.2511 | 0.90117 | 0.95686 | 1.3518
237.1 | 18716.3409 | 0.89877 | 0.95432 | 1.3482
237.2 | 18716.4306 | 0.89638 | 0.95177 | 1.3446
237.3 | 18716.52 | 0.89399 | 0.94924 | 1.341
237.4 | 18716.6091 | 0.89161 | 0.94671 | 1.3374
237.5 | 18716.6981 | 0.88924 | 0.94419 | 1.3339
237.6 | 18716.7867 | 0.88687 | 0.94168 | 1.3303
237.7 | 18716.8752 | 0.88451 | 0.93917 | 1.3268
237.8 | 18716.9634 | 0.88215 | 0.93667 | 1.3232
237.9 | 18717.0514 | 0.8798 | 0.93417 | 1.3197
238 | 18717.1391 | 0.87746 | 0.93168 | 1.3162
238.1 | 18717.2266 | 0.87512 | 0.9292 | 1.3127
238.2 | 18717.3139 | 0.87279 | 0.92673 | 1.3092
238.3 | 18717.401 | 0.87047 | 0.92426 | 1.3057
238.4 | 18717.4878 | 0.86815 | 0.9218 | 1.3022
238.5 | 18717.5744 | 0.86584 | 0.91934 | 1.2988
238.6 | 18717.6607 | 0.86353 | 0.9169 | 1.2953
238.7 | 18717.7469 | 0.86123 | 0.91445 | 1.2918
238.8 | 18717.8327 | 0.85894 | 0.91202 | 1.2884
238.9 | 18717.9184 | 0.85665 | 0.90959 | 1.285
239 | 18718.0038 | 0.85437 | 0.90717 | 1.2816
239.1 | 18718.0891 | 0.85209 | 0.90475 | 1.2781
239.2 | 18718.174 | 0.84982 | 0.90234 | 1.2747
239.3 | 18718.2588 | 0.84756 | 0.89994 | 1.2713
239.4 | 18718.3433 | 0.8453 | 0.89754 | 1.268
239.5 | 18718.4276 | 0.84305 | 0.89515 | 1.2646
239.6 | 18718.5117 | 0.84081 | 0.89277 | 1.2612
239.7 | 18718.5956 | 0.83857 | 0.89039 | 1.2579
239.8 | 18718.6792 | 0.83634 | 0.88802 | 1.2545
239.9 | 18718.7626 | 0.83411 | 0.88565 | 1.2512
240 | 18718.8458 | 0.83189 | 0.8833 | 1.2478
240.1 | 18718.9288 | 0.82967 | 0.88094 | 1.2445
240.2 | 18719.0115 | 0.82746 | 0.8786 | 1.2412
240.3 | 18719.094 | 0.82526 | 0.87626 | 1.2379
240.4 | 18719.1763 | 0.82306 | 0.87392 | 1.2346
240.5 | 18719.2584 | 0.82087 | 0.8716 | 1.2313
240.6 | 18719.3403 | 0.81868 | 0.86928 | 1.228
240.7 | 18719.422 | 0.8165 | 0.86696 | 1.2248
240.8 | 18719.5034 | 0.81433 | 0.86465 | 1.2215
240.9 | 18719.5846 | 0.81216 | 0.86235 | 1.2182
241 | 18719.6656 | 0.81 | 0.86005 | 1.215
241.1 | 18719.7464 | 0.80784 | 0.85776 | 1.2118
241.2 | 18719.827 | 0.80569 | 0.85548 | 1.2085
241.3 | 18719.9073 | 0.80354 | 0.8532 | 1.2053
241.4 | 18719.9874 | 0.8014 | 0.85093 | 1.2021
241.5 | 18720.0674 | 0.79927 | 0.84866 | 1.1989
241.6 | 18720.1471 | 0.79714 | 0.8464 | 1.1957
241.7 | 18720.2266 | 0.79502 | 0.84415 | 1.1925
241.8 | 18720.3059 | 0.7929 | 0.8419 | 1.1893
241.9 | 18720.385 | 0.79079 | 0.83966 | 1.1862
242 | 18720.4638 | 0.78868 | 0.83742 | 1.183
242.1 | 18720.5425 | 0.78658 | 0.83519 | 1.1799
242.2 | 18720.6209 | 0.78449 | 0.83297 | 1.1767
242.3 | 18720.6992 | 0.7824 | 0.83075 | 1.1736
242.4 | 18720.7772 | 0.78031 | 0.82854 | 1.1705
242.5 | 18720.855 | 0.77824 | 0.82633 | 1.1674
242.6 | 18720.9326 | 0.77616 | 0.82413 | 1.1642
242.7 | 18721.0101 | 0.7741 | 0.82193 | 1.1611
242.8 | 18721.0873 | 0.77204 | 0.81975 | 1.1581
242.9 | 18721.1643 | 0.76998 | 0.81756 | 1.155
243 | 18721.241 | 0.76793 | 0.81539 | 1.1519
243.1 | 18721.3176 | 0.76588 | 0.81321 | 1.1488
243.2 | 18721.394 | 0.76384 | 0.81105 | 1.1458
243.3 | 18721.4702 | 0.76181 | 0.80889 | 1.1427
243.4 | 18721.5462 | 0.75978 | 0.80673 | 1.1397
243.5 | 18721.622 | 0.75776 | 0.80459 | 1.1366
243.6 | 18721.6975 | 0.75574 | 0.80244 | 1.1336
243.7 | 18721.7729 | 0.75373 | 0.80031 | 1.1306
243.8 | 18721.8481 | 0.75172 | 0.79817 | 1.1276
243.9 | 18721.923 | 0.74972 | 0.79605 | 1.1246
244 | 18721.9978 | 0.74772 | 0.79393 | 1.1216
244.1 | 18722.0724 | 0.74573 | 0.79181 | 1.1186
244.2 | 18722.1468 | 0.74374 | 0.78971 | 1.1156
244.3 | 18722.2209 | 0.74176 | 0.7876 | 1.1126
244.4 | 18722.2949 | 0.73979 | 0.78551 | 1.1097
244.5 | 18722.3687 | 0.73782 | 0.78341 | 1.1067
244.6 | 18722.4423 | 0.73585 | 0.78133 | 1.1038
244.7 | 18722.5157 | 0.73389 | 0.77925 | 1.1008
244.8 | 18722.5889 | 0.73194 | 0.77717 | 1.0979
244.9 | 18722.6619 | 0.72999 | 0.7751 | 1.095
245 | 18722.7347 | 0.72805 | 0.77304 | 1.0921
245.1 | 18722.8073 | 0.72611 | 0.77098 | 1.0892
245.2 | 18722.8797 | 0.72417 | 0.76893 | 1.0863
245.3 | 18722.9519 | 0.72224 | 0.76688 | 1.0834
245.4 | 18723.024 | 0.72032 | 0.76484 | 1.0805
245.5 | 18723.0958 | 0.7184 | 0.7628 | 1.0776
245.6 | 18723.1675 | 0.71649 | 0.76077 | 1.0747
245.7 | 18723.2389 | 0.71458 | 0.75874 | 1.0719
245.8 | 18723.3102 | 0.71268 | 0.75672 | 1.069
245.9 | 18723.3813 | 0.71078 | 0.75471 | 1.0662
246 | 18723.4521 | 0.70889 | 0.7527 | 1.0633
246.1 | 18723.5228 | 0.707 | 0.75069 | 1.0605
246.2 | 18723.5934 | 0.70512 | 0.74869 | 1.0577
246.3 | 18723.6637 | 0.70324 | 0.7467 | 1.0549
246.4 | 18723.7338 | 0.70137 | 0.74471 | 1.052
246.5 | 18723.8038 | 0.6995 | 0.74273 | 1.0492
246.6 | 18723.8735 | 0.69764 | 0.74075 | 1.0465
246.7 | 18723.9431 | 0.69578 | 0.73878 | 1.0437
246.8 | 18724.0125 | 0.69392 | 0.73681 | 1.0409
246.9 | 18724.0817 | 0.69208 | 0.73485 | 1.0381
247 | 18724.1507 | 0.69023 | 0.73289 | 1.0354
247.1 | 18724.2196 | 0.6884 | 0.73094 | 1.0326
247.2 | 18724.2882 | 0.68656 | 0.72899 | 1.0298
247.3 | 18724.3567 | 0.68473 | 0.72705 | 1.0271
247.4 | 18724.425 | 0.68291 | 0.72511 | 1.0244
247.5 | 18724.4931 | 0.68109 | 0.72318 | 1.0216
247.6 | 18724.561 | 0.67928 | 0.72126 | 1.0189
247.7 | 18724.6288 | 0.67747 | 0.71934 | 1.0162
247.8 | 18724.6963 | 0.67566 | 0.71742 | 1.0135
247.9 | 18724.7637 | 0.67387 | 0.71551 | 1.0108
248 | 18724.8309 | 0.67207 | 0.7136 | 1.0081
248.1 | 18724.898 | 0.67028 | 0.7117 | 1.0054
248.2 | 18724.9648 | 0.6685 | 0.70981 | 1.0027
248.3 | 18725.0315 | 0.66672 | 0.70792 | 1.0001
248.4 | 18725.098 | 0.66494 | 0.70603 | 0.99741
248.5 | 18725.1643 | 0.66317 | 0.70415 | 0.99475
248.6 | 18725.2304 | 0.6614 | 0.70228 | 0.9921
248.7 | 18725.2964 | 0.65964 | 0.70041 | 0.98946
248.8 | 18725.3622 | 0.65789 | 0.69854 | 0.98683
248.9 | 18725.4278 | 0.65613 | 0.69668 | 0.9842
249 | 18725.4932 | 0.65439 | 0.69483 | 0.98158
249.1 | 18725.5585 | 0.65264 | 0.69298 | 0.97896
249.2 | 18725.6236 | 0.6509 | 0.69113 | 0.97636
249.3 | 18725.6885 | 0.64917 | 0.68929 | 0.97376
249.4 | 18725.7533 | 0.64744 | 0.68745 | 0.97116
249.5 | 18725.8178 | 0.64572 | 0.68562 | 0.96858
249.6 | 18725.8822 | 0.644 | 0.6838 | 0.966
249.7 | 18725.9465 | 0.64228 | 0.68198 | 0.96343
249.8 | 18726.0105 | 0.64057 | 0.68016 | 0.96086
249.9 | 18726.0744 | 0.63887 | 0.67835 | 0.9583
250 | 18726.1381 | 0.63717 | 0.67654 | 0.95575
250.1 | 18726.2017 | 0.63547 | 0.67474 | 0.9532
250.2 | 18726.265 | 0.63378 | 0.67294 | 0.95067
250.3 | 18726.3282 | 0.63209 | 0.67115 | 0.94813
250.4 | 18726.3913 | 0.63041 | 0.66936 | 0.94561
250.5 | 18726.4542 | 0.62873 | 0.66758 | 0.94309
250.6 | 18726.5169 | 0.62705 | 0.6658 | 0.94058
250.7 | 18726.5794 | 0.62538 | 0.66403 | 0.93807
250.8 | 18726.6418 | 0.62372 | 0.66226 | 0.93558
250.9 | 18726.704 | 0.62206 | 0.6605 | 0.93308
251 | 18726.766 | 0.6204 | 0.65874 | 0.9306
251.1 | 18726.8279 | 0.61875 | 0.65698 | 0.92812
251.2 | 18726.8896 | 0.6171 | 0.65524 | 0.92565
251.3 | 18726.9512 | 0.61546 | 0.65349 | 0.92318
251.4 | 18727.0125 | 0.61382 | 0.65175 | 0.92073
251.5 | 18727.0738 | 0.61218 | 0.65001 | 0.91827
251.6 | 18727.1348 | 0.61055 | 0.64828 | 0.91583
251.7 | 18727.1957 | 0.60893 | 0.64656 | 0.91339
251.8 | 18727.2564 | 0.6073 | 0.64483 | 0.91096
251.9 | 18727.317 | 0.60569 | 0.64312 | 0.90853
252 | 18727.3774 | 0.60407 | 0.6414 | 0.90611
252.1 | 18727.4377 | 0.60247 | 0.6397 | 0.9037
252.2 | 18727.4977 | 0.60086 | 0.63799 | 0.90129
252.3 | 18727.5577 | 0.59926 | 0.63629 | 0.89889
252.4 | 18727.6174 | 0.59766 | 0.6346 | 0.8965
252.5 | 18727.677 | 0.59607 | 0.63291 | 0.89411
252.6 | 18727.7365 | 0.59449 | 0.63122 | 0.89173
252.7 | 18727.7958 | 0.5929 | 0.62954 | 0.88935
252.8 | 18727.8549 | 0.59132 | 0.62787 | 0.88699
252.9 | 18727.9139 | 0.58975 | 0.62619 | 0.88462
253 | 18727.9727 | 0.58818 | 0.62453 | 0.88227
253.1 | 18728.0314 | 0.58661 | 0.62286 | 0.87992
253.2 | 18728.0899 | 0.58505 | 0.6212 | 0.87757
253.3 | 18728.1482 | 0.58349 | 0.61955 | 0.87524
253.4 | 18728.2064 | 0.58194 | 0.6179 | 0.87291
253.5 | 18728.2645 | 0.58039 | 0.61625 | 0.87058
253.6 | 18728.3223 | 0.57884 | 0.61461 | 0.86826
253.7 | 18728.3801 | 0.5773 | 0.61298 | 0.86595
253.8 | 18728.4376 | 0.57576 | 0.61134 | 0.86365
253.9 | 18728.4951 | 0.57423 | 0.60972 | 0.86135
254 | 18728.5523 | 0.5727 | 0.60809 | 0.85905
254.1 | 18728.6095 | 0.57118 | 0.60647 | 0.85676
254.2 | 18728.6664 | 0.56965 | 0.60486 | 0.85448
254.3 | 18728.7232 | 0.56814 | 0.60325 | 0.85221
254.4 | 18728.7799 | 0.56662 | 0.60164 | 0.84994
254.5 | 18728.8364 | 0.56512 | 0.60004 | 0.84767
254.6 | 18728.8928 | 0.56361 | 0.59844 | 0.84542
254.7 | 18728.949 | 0.56211 | 0.59685 | 0.84316
254.8 | 18729.005 | 0.56061 | 0.59526 | 0.84092
254.9 | 18729.061 | 0.55912 | 0.59367 | 0.83868
255 | 18729.1167 | 0.55763 | 0.59209 | 0.83645
255.1 | 18729.1723 | 0.55615 | 0.59051 | 0.83422
255.2 | 18729.2278 | 0.55466 | 0.58894 | 0.832
255.3 | 18729.2831 | 0.55319 | 0.58737 | 0.82978
255.4 | 18729.3383 | 0.55171 | 0.58581 | 0.82757
255.5 | 18729.3933 | 0.55025 | 0.58425 | 0.82537
255.6 | 18729.4482 | 0.54878 | 0.58269 | 0.82317
255.7 | 18729.5029 | 0.54732 | 0.58114 | 0.82098
255.8 | 18729.5575 | 0.54586 | 0.57959 | 0.81879
255.9 | 18729.6119 | 0.54441 | 0.57805 | 0.81661
256 | 18729.6662 | 0.54296 | 0.57651 | 0.81444
256.1 | 18729.7204 | 0.54151 | 0.57498 | 0.81227
256.2 | 18729.7744 | 0.54007 | 0.57344 | 0.8101
256.3 | 18729.8283 | 0.53863 | 0.57192 | 0.80795
256.4 | 18729.882 | 0.5372 | 0.57039 | 0.80579
256.5 | 18729.9356 | 0.53577 | 0.56887 | 0.80365
256.6 | 18729.989 | 0.53434 | 0.56736 | 0.80151
256.7 | 18730.0423 | 0.53292 | 0.56585 | 0.79937
256.8 | 18730.0954 | 0.5315 | 0.56434 | 0.79725
256.9 | 18730.1484 | 0.53008 | 0.56284 | 0.79512
257 | 18730.2013 | 0.52867 | 0.56134 | 0.793
257.1 | 18730.254 | 0.52726 | 0.55985 | 0.79089
257.2 | 18730.3066 | 0.52586 | 0.55835 | 0.78879
257.3 | 18730.3591 | 0.52446 | 0.55687 | 0.78669
257.4 | 18730.4114 | 0.52306 | 0.55538 | 0.78459
257.5 | 18730.4635 | 0.52167 | 0.55391 | 0.7825
257.6 | 18730.5156 | 0.52028 | 0.55243 | 0.78042
257.7 | 18730.5675 | 0.51889 | 0.55096 | 0.77834
257.8 | 18730.6192 | 0.51751 | 0.54949 | 0.77627
257.9 | 18730.6708 | 0.51613 | 0.54803 | 0.7742
258 | 18730.7223 | 0.51476 | 0.54657 | 0.77214
258.1 | 18730.7736 | 0.51339 | 0.54511 | 0.77008
258.2 | 18730.8248 | 0.51202 | 0.54366 | 0.76803
258.3 | 18730.8759 | 0.51066 | 0.54221 | 0.76598
258.4 | 18730.9268 | 0.5093 | 0.54077 | 0.76394
258.5 | 18730.9776 | 0.50794 | 0.53933 | 0.76191
258.6 | 18731.0283 | 0.50659 | 0.53789 | 0.75988
258.7 | 18731.0788 | 0.50524 | 0.53646 | 0.75786
258.8 | 18731.1292 | 0.50389 | 0.53503 | 0.75584
258.9 | 18731.1795 | 0.50255 | 0.53361 | 0.75383
259 | 18731.2296 | 0.50121 | 0.53219 | 0.75182
259.1 | 18731.2796 | 0.49988 | 0.53077 | 0.74982
259.2 | 18731.3294 | 0.49855 | 0.52936 | 0.74782
259.3 | 18731.3791 | 0.49722 | 0.52795 | 0.74583
259.4 | 18731.4287 | 0.49589 | 0.52654 | 0.74384
259.5 | 18731.4782 | 0.49457 | 0.52514 | 0.74186
259.6 | 18731.5275 | 0.49326 | 0.52374 | 0.73989
259.7 | 18731.5767 | 0.49194 | 0.52234 | 0.73792
259.8 | 18731.6258 | 0.49063 | 0.52095 | 0.73595
259.9 | 18731.6747 | 0.48933 | 0.51957 | 0.73399
260 | 18731.7235 | 0.48802 | 0.51818 | 0.73204
260.1 | 18731.7722 | 0.48672 | 0.5168 | 0.73009
260.2 | 18731.8207 | 0.48543 | 0.51543 | 0.72814
260.3 | 18731.8691 | 0.48413 | 0.51405 | 0.7262
260.4 | 18731.9174 | 0.48285 | 0.51268 | 0.72427
260.5 | 18731.9656 | 0.48156 | 0.51132 | 0.72234
260.6 | 18732.0136 | 0.48028 | 0.50996 | 0.72042
260.7 | 18732.0615 | 0.479 | 0.5086 | 0.7185
260.8 | 18732.1093 | 0.47772 | 0.50724 | 0.71658
260.9 | 18732.1569 | 0.47645 | 0.50589 | 0.71468
261 | 18732.2044 | 0.47518 | 0.50455 | 0.71277
261.1 | 18732.2518 | 0.47392 | 0.5032 | 0.71087
261.2 | 18732.2991 | 0.47265 | 0.50186 | 0.70898
261.3 | 18732.3462 | 0.4714 | 0.50053 | 0.70709
261.4 | 18732.3932 | 0.47014 | 0.49919 | 0.70521
261.5 | 18732.4401 | 0.46889 | 0.49786 | 0.70333
261.6 | 18732.4869 | 0.46764 | 0.49654 | 0.70146
261.7 | 18732.5335 | 0.46639 | 0.49522 | 0.69959
261.8 | 18732.5801 | 0.46515 | 0.4939 | 0.69773
261.9 | 18732.6264 | 0.46391 | 0.49258 | 0.69587
262 | 18732.6727 | 0.46268 | 0.49127 | 0.69402
262.1 | 18732.7189 | 0.46145 | 0.48996 | 0.69217
262.2 | 18732.7649 | 0.46022 | 0.48866 | 0.69032
262.3 | 18732.8108 | 0.45899 | 0.48736 | 0.68849
262.4 | 18732.8566 | 0.45777 | 0.48606 | 0.68665
262.5 | 18732.9022 | 0.45655 | 0.48476 | 0.68482
262.6 | 18732.9477 | 0.45533 | 0.48347 | 0.683
262.7 | 18732.9932 | 0.45412 | 0.48218 | 0.68118
262.8 | 18733.0384 | 0.45291 | 0.4809 | 0.67937
262.9 | 18733.0836 | 0.45171 | 0.47962 | 0.67756
263 | 18733.1287 | 0.4505 | 0.47834 | 0.67575
263.1 | 18733.1736 | 0.4493 | 0.47707 | 0.67395
263.2 | 18733.2184 | 0.44811 | 0.4758 | 0.67216
263.3 | 18733.2631 | 0.44691 | 0.47453 | 0.67037
263.4 | 18733.3077 | 0.44572 | 0.47327 | 0.66858
263.5 | 18733.3521 | 0.44454 | 0.47201 | 0.6668
263.6 | 18733.3965 | 0.44335 | 0.47075 | 0.66503
263.7 | 18733.4407 | 0.44217 | 0.4695 | 0.66326
263.8 | 18733.4848 | 0.44099 | 0.46825 | 0.66149
263.9 | 18733.5288 | 0.43982 | 0.467 | 0.65973
264 | 18733.5726 | 0.43865 | 0.46576 | 0.65797
264.1 | 18733.6164 | 0.43748 | 0.46452 | 0.65622
264.2 | 18733.66 | 0.43631 | 0.46328 | 0.65447
264.3 | 18733.7035 | 0.43515 | 0.46204 | 0.65273
264.4 | 18733.7469 | 0.43399 | 0.46081 | 0.65099
264.5 | 18733.7902 | 0.43284 | 0.45959 | 0.64926
264.6 | 18733.8334 | 0.43169 | 0.45836 | 0.64753
264.7 | 18733.8764 | 0.43054 | 0.45714 | 0.6458
264.8 | 18733.9194 | 0.42939 | 0.45592 | 0.64408
264.9 | 18733.9622 | 0.42825 | 0.45471 | 0.64237
265 | 18734.0049 | 0.42711 | 0.4535 | 0.64066
265.1 | 18734.0475 | 0.42597 | 0.45229 | 0.63895
265.2 | 18734.09 | 0.42483 | 0.45109 | 0.63725
265.3 | 18734.1324 | 0.4237 | 0.44989 | 0.63555
265.4 | 18734.1746 | 0.42257 | 0.44869 | 0.63386
265.5 | 18734.2168 | 0.42145 | 0.44749 | 0.63217
265.6 | 18734.2588 | 0.42033 | 0.4463 | 0.63049
265.7 | 18734.3007 | 0.41921 | 0.44511 | 0.62881
265.8 | 18734.3425 | 0.41809 | 0.44393 | 0.62714
265.9 | 18734.3842 | 0.41698 | 0.44275 | 0.62547
266 | 18734.4258 | 0.41587 | 0.44157 | 0.6238
266.1 | 18734.4673 | 0.41476 | 0.44039 | 0.62214
266.2 | 18734.5086 | 0.41365 | 0.43922 | 0.62048
266.3 | 18734.5499 | 0.41255 | 0.43805 | 0.61883
266.4 | 18734.591 | 0.41145 | 0.43688 | 0.61718
266.5 | 18734.6321 | 0.41036 | 0.43572 | 0.61554
266.6 | 18734.673 | 0.40927 | 0.43456 | 0.6139
266.7 | 18734.7138 | 0.40818 | 0.4334 | 0.61226
266.8 | 18734.7545 | 0.40709 | 0.43225 | 0.61063
266.9 | 18734.7951 | 0.406 | 0.43109 | 0.60901
267 | 18734.8356 | 0.40492 | 0.42995 | 0.60738
267.1 | 18734.876 | 0.40384 | 0.4288 | 0.60577
267.2 | 18734.9163 | 0.40277 | 0.42766 | 0.60415
267.3 | 18734.9565 | 0.4017 | 0.42652 | 0.60254
267.4 | 18734.9965 | 0.40063 | 0.42538 | 0.60094
267.5 | 18735.0365 | 0.39956 | 0.42425 | 0.59934
267.6 | 18735.0763 | 0.3985 | 0.42312 | 0.59774
267.7 | 18735.1161 | 0.39743 | 0.422 | 0.59615
267.8 | 18735.1557 | 0.39638 | 0.42087 | 0.59456
267.9 | 18735.1952 | 0.39532 | 0.41975 | 0.59298
268 | 18735.2347 | 0.39427 | 0.41863 | 0.5914
268.1 | 18735.274 | 0.39322 | 0.41752 | 0.58983
268.2 | 18735.3132 | 0.39217 | 0.41641 | 0.58826
268.3 | 18735.3523 | 0.39113 | 0.4153 | 0.58669
268.4 | 18735.3913 | 0.39008 | 0.41419 | 0.58513
268.5 | 18735.4302 | 0.38905 | 0.41309 | 0.58357
268.6 | 18735.469 | 0.38801 | 0.41199 | 0.58201
268.7 | 18735.5077 | 0.38698 | 0.41089 | 0.58046
268.8 | 18735.5463 | 0.38595 | 0.4098 | 0.57892
268.9 | 18735.5848 | 0.38492 | 0.40871 | 0.57738
269 | 18735.6232 | 0.38389 | 0.40762 | 0.57584
269.1 | 18735.6615 | 0.38287 | 0.40653 | 0.57431
269.2 | 18735.6997 | 0.38185 | 0.40545 | 0.57278
269.3 | 18735.7378 | 0.38083 | 0.40437 | 0.57125
269.4 | 18735.7757 | 0.37982 | 0.40329 | 0.56973
269.5 | 18735.8136 | 0.37881 | 0.40222 | 0.56821
269.6 | 18735.8514 | 0.3778 | 0.40115 | 0.5667
269.7 | 18735.8891 | 0.37679 | 0.40008 | 0.56519
269.8 | 18735.9267 | 0.37579 | 0.39901 | 0.56368
269.9 | 18735.9641 | 0.37479 | 0.39795 | 0.56218
270 | 18736.0015 | 0.37379 | 0.39689 | 0.56069
270.1 | 18736.0388 | 0.3728 | 0.39583 | 0.55919
270.2 | 18736.076 | 0.3718 | 0.39478 | 0.5577
270.3 | 18736.1131 | 0.37081 | 0.39373 | 0.55622
270.4 | 18736.15 | 0.36983 | 0.39268 | 0.55474
270.5 | 18736.1869 | 0.36884 | 0.39163 | 0.55326
270.6 | 18736.2237 | 0.36786 | 0.39059 | 0.55179
270.7 | 18736.2604 | 0.36688 | 0.38955 | 0.55032
270.8 | 18736.297 | 0.3659 | 0.38851 | 0.54885
270.9 | 18736.3335 | 0.36493 | 0.38748 | 0.54739
271 | 18736.3699 | 0.36396 | 0.38645 | 0.54593
271.1 | 18736.4062 | 0.36299 | 0.38542 | 0.54448
271.2 | 18736.4424 | 0.36202 | 0.38439 | 0.54303
271.3 | 18736.4785 | 0.36106 | 0.38337 | 0.54158
271.4 | 18736.5145 | 0.36009 | 0.38235 | 0.54014
271.5 | 18736.5504 | 0.35913 | 0.38133 | 0.5387
271.6 | 18736.5862 | 0.35818 | 0.38031 | 0.53727
271.7 | 18736.6219 | 0.35722 | 0.3793 | 0.53584
271.8 | 18736.6576 | 0.35627 | 0.37829 | 0.53441
271.9 | 18736.6931 | 0.35532 | 0.37728 | 0.53299
272 | 18736.7285 | 0.35438 | 0.37628 | 0.53157
272.1 | 18736.7639 | 0.35343 | 0.37528 | 0.53015
272.2 | 18736.7991 | 0.35249 | 0.37428 | 0.52874
272.3 | 18736.8343 | 0.35155 | 0.37328 | 0.52733
272.4 | 18736.8694 | 0.35062 | 0.37229 | 0.52593
272.5 | 18736.9043 | 0.34968 | 0.37129 | 0.52453
272.6 | 18736.9392 | 0.34875 | 0.37031 | 0.52313
272.7 | 18736.974 | 0.34782 | 0.36932 | 0.52174
272.8 | 18737.0087 | 0.3469 | 0.36834 | 0.52035
272.9 | 18737.0433 | 0.34597 | 0.36735 | 0.51896
273 | 18737.0778 | 0.34505 | 0.36638 | 0.51758
273.1 | 18737.1122 | 0.34413 | 0.3654 | 0.5162
273.2 | 18737.1465 | 0.34322 | 0.36443 | 0.51483
273.3 | 18737.1807 | 0.3423 | 0.36346 | 0.51345
273.4 | 18737.2149 | 0.34139 | 0.36249 | 0.51209
273.5 | 18737.2489 | 0.34048 | 0.36152 | 0.51072
273.6 | 18737.2829 | 0.33958 | 0.36056 | 0.50936
273.7 | 18737.3167 | 0.33867 | 0.3596 | 0.50801
273.8 | 18737.3505 | 0.33777 | 0.35864 | 0.50665
273.9 | 18737.3842 | 0.33687 | 0.35769 | 0.5053
274 | 18737.4178 | 0.33597 | 0.35674 | 0.50396
274.1 | 18737.4513 | 0.33508 | 0.35579 | 0.50262
274.2 | 18737.4847 | 0.33419 | 0.35484 | 0.50128
274.3 | 18737.5181 | 0.3333 | 0.35389 | 0.49994
274.4 | 18737.5513 | 0.33241 | 0.35295 | 0.49861
274.5 | 18737.5845 | 0.33152 | 0.35201 | 0.49728
274.6 | 18737.6175 | 0.33064 | 0.35107 | 0.49596
274.7 | 18737.6505 | 0.32976 | 0.35014 | 0.49464
274.8 | 18737.6834 | 0.32888 | 0.34921 | 0.49332
274.9 | 18737.7162 | 0.32801 | 0.34828 | 0.49201
275 | 18737.7489 | 0.32713 | 0.34735 | 0.4907
275.1 | 18737.7815 | 0.32626 | 0.34642 | 0.48939
275.2 | 18737.8141 | 0.32539 | 0.3455 | 0.48809
275.3 | 18737.8465 | 0.32453 | 0.34458 | 0.48679
275.4 | 18737.8789 | 0.32366 | 0.34366 | 0.48549
275.5 | 18737.9112 | 0.3228 | 0.34275 | 0.4842
275.6 | 18737.9434 | 0.32194 | 0.34183 | 0.48291
275.7 | 18737.9755 | 0.32108 | 0.34092 | 0.48162
275.8 | 18738.0075 | 0.32023 | 0.34002 | 0.48034
275.9 | 18738.0394 | 0.31937 | 0.33911 | 0.47906
276 | 18738.0713 | 0.31852 | 0.33821 | 0.47779
276.1 | 18738.103 | 0.31768 | 0.33731 | 0.47651
276.2 | 18738.1347 | 0.31683 | 0.33641 | 0.47524
276.3 | 18738.1663 | 0.31599 | 0.33551 | 0.47398
276.4 | 18738.1978 | 0.31514 | 0.33462 | 0.47272
276.5 | 18738.2293 | 0.3143 | 0.33373 | 0.47146
276.6 | 18738.2606 | 0.31347 | 0.33284 | 0.4702
276.7 | 18738.2919 | 0.31263 | 0.33195 | 0.46895
276.8 | 18738.3231 | 0.3118 | 0.33107 | 0.4677
276.9 | 18738.3542 | 0.31097 | 0.33019 | 0.46646
277 | 18738.3852 | 0.31014 | 0.32931 | 0.46521
277.1 | 18738.4161 | 0.30932 | 0.32843 | 0.46397
277.2 | 18738.447 | 0.30849 | 0.32756 | 0.46274
277.3 | 18738.4777 | 0.30767 | 0.32668 | 0.46151
277.4 | 18738.5084 | 0.30685 | 0.32581 | 0.46028
277.5 | 18738.539 | 0.30603 | 0.32495 | 0.45905
277.6 | 18738.5695 | 0.30522 | 0.32408 | 0.45783
277.7 | 18738.6 | 0.30441 | 0.32322 | 0.45661
277.8 | 18738.6303 | 0.3036 | 0.32236 | 0.45539
277.9 | 18738.6606 | 0.30279 | 0.3215 | 0.45418
278 | 18738.6908 | 0.30198 | 0.32064 | 0.45297
278.1 | 18738.7209 | 0.30118 | 0.31979 | 0.45176
278.2 | 18738.751 | 0.30037 | 0.31894 | 0.45056
278.3 | 18738.7809 | 0.29957 | 0.31809 | 0.44936
278.4 | 18738.8108 | 0.29878 | 0.31724 | 0.44817
278.5 | 18738.8406 | 0.29798 | 0.3164 | 0.44697
278.6 | 18738.8703 | 0.29719 | 0.31555 | 0.44578
278.7 | 18738.9 | 0.2964 | 0.31471 | 0.44459
278.8 | 18738.9295 | 0.29561 | 0.31387 | 0.44341
278.9 | 18738.959 | 0.29482 | 0.31304 | 0.44223
279 | 18738.9884 | 0.29403 | 0.31221 | 0.44105
279.1 | 18739.0177 | 0.29325 | 0.31137 | 0.43988
279.2 | 18739.047 | 0.29247 | 0.31054 | 0.43871
279.3 | 18739.0761 | 0.29169 | 0.30972 | 0.43754
279.4 | 18739.1052 | 0.29091 | 0.30889 | 0.43637
279.5 | 18739.1342 | 0.29014 | 0.30807 | 0.43521
279.6 | 18739.1632 | 0.28937 | 0.30725 | 0.43405
279.7 | 18739.192 | 0.2886 | 0.30643 | 0.4329
279.8 | 18739.2208 | 0.28783 | 0.30562 | 0.43174
279.9 | 18739.2495 | 0.28706 | 0.3048 | 0.43059
280 | 18739.2782 | 0.2863 | 0.30399 | 0.42945
280.1 | 18739.3067 | 0.28553 | 0.30318 | 0.4283
280.2 | 18739.3352 | 0.28477 | 0.30237 | 0.42716
280.3 | 18739.3636 | 0.28402 | 0.30157 | 0.42602
280.4 | 18739.3919 | 0.28326 | 0.30076 | 0.42489
280.5 | 18739.4202 | 0.28251 | 0.29996 | 0.42376
280.6 | 18739.4483 | 0.28175 | 0.29916 | 0.42263
280.7 | 18739.4764 | 0.281 | 0.29837 | 0.4215
280.8 | 18739.5045 | 0.28025 | 0.29757 | 0.42038
280.9 | 18739.5324 | 0.27951 | 0.29678 | 0.41926
281 | 18739.5603 | 0.27876 | 0.29599 | 0.41815
281.1 | 18739.5881 | 0.27802 | 0.2952 | 0.41703
281.2 | 18739.6158 | 0.27728 | 0.29442 | 0.41592
281.3 | 18739.6435 | 0.27654 | 0.29363 | 0.41481
281.4 | 18739.6711 | 0.27581 | 0.29285 | 0.41371
281.5 | 18739.6986 | 0.27507 | 0.29207 | 0.41261
281.6 | 18739.726 | 0.27434 | 0.29129 | 0.41151
281.7 | 18739.7534 | 0.27361 | 0.29052 | 0.41041
281.8 | 18739.7807 | 0.27288 | 0.28974 | 0.40932
281.9 | 18739.8079 | 0.27215 | 0.28897 | 0.40823
282 | 18739.835 | 0.27143 | 0.2882 | 0.40714
282.1 | 18739.8621 | 0.27071 | 0.28743 | 0.40606
282.2 | 18739.8891 | 0.26998 | 0.28667 | 0.40498
282.3 | 18739.916 | 0.26927 | 0.28591 | 0.4039
282.4 | 18739.9429 | 0.26855 | 0.28514 | 0.40282
282.5 | 18739.9696 | 0.26783 | 0.28438 | 0.40175
282.6 | 18739.9964 | 0.26712 | 0.28363 | 0.40068
282.7 | 18740.023 | 0.26641 | 0.28287 | 0.39961
282.8 | 18740.0496 | 0.2657 | 0.28212 | 0.39855
282.9 | 18740.0761 | 0.26499 | 0.28137 | 0.39749
283 | 18740.1025 | 0.26429 | 0.28062 | 0.39643
283.1 | 18740.1289 | 0.26358 | 0.27987 | 0.39537
283.2 | 18740.1551 | 0.26288 | 0.27913 | 0.39432
283.3 | 18740.1814 | 0.26218 | 0.27838 | 0.39327
283.4 | 18740.2075 | 0.26148 | 0.27764 | 0.39222
283.5 | 18740.2336 | 0.26079 | 0.2769 | 0.39118
283.6 | 18740.2596 | 0.26009 | 0.27616 | 0.39014
283.7 | 18740.2855 | 0.2594 | 0.27543 | 0.3891
283.8 | 18740.3114 | 0.25871 | 0.27469 | 0.38806
283.9 | 18740.3372 | 0.25802 | 0.27396 | 0.38703
284 | 18740.3629 | 0.25733 | 0.27323 | 0.386
284.1 | 18740.3886 | 0.25665 | 0.27251 | 0.38497
284.2 | 18740.4142 | 0.25596 | 0.27178 | 0.38394
284.3 | 18740.4397 | 0.25528 | 0.27106 | 0.38292
284.4 | 18740.4652 | 0.2546 | 0.27033 | 0.3819
284.5 | 18740.4906 | 0.25392 | 0.26961 | 0.38088
284.6 | 18740.5159 | 0.25325 | 0.2689 | 0.37987
284.7 | 18740.5412 | 0.25257 | 0.26818 | 0.37886
284.8 | 18740.5664 | 0.2519 | 0.26747 | 0.37785
284.9 | 18740.5915 | 0.25123 | 0.26675 | 0.37684
285 | 18740.6165 | 0.25056 | 0.26604 | 0.37584
285.1 | 18740.6415 | 0.24989 | 0.26534 | 0.37484
285.2 | 18740.6664 | 0.24923 | 0.26463 | 0.37384
285.3 | 18740.6913 | 0.24856 | 0.26392 | 0.37284
285.4 | 18740.7161 | 0.2479 | 0.26322 | 0.37185
285.5 | 18740.7408 | 0.24724 | 0.26252 | 0.37086
285.6 | 18740.7655 | 0.24658 | 0.26182 | 0.36987
285.7 | 18740.7901 | 0.24593 | 0.26112 | 0.36889
285.8 | 18740.8146 | 0.24527 | 0.26043 | 0.36791
285.9 | 18740.8391 | 0.24462 | 0.25973 | 0.36693
286 | 18740.8635 | 0.24397 | 0.25904 | 0.36595
286.1 | 18740.8878 | 0.24332 | 0.25835 | 0.36497
286.2 | 18740.9121 | 0.24267 | 0.25767 | 0.364
286.3 | 18740.9363 | 0.24202 | 0.25698 | 0.36303
286.4 | 18740.9604 | 0.24138 | 0.25629 | 0.36207
286.5 | 18740.9845 | 0.24074 | 0.25561 | 0.3611
286.6 | 18741.0085 | 0.24009 | 0.25493 | 0.36014
286.7 | 18741.0324 | 0.23945 | 0.25425 | 0.35918
286.8 | 18741.0563 | 0.23882 | 0.25358 | 0.35823
286.9 | 18741.0801 | 0.23818 | 0.2529 | 0.35727
287 | 18741.1039 | 0.23755 | 0.25223 | 0.35632
287.1 | 18741.1276 | 0.23691 | 0.25155 | 0.35537
287.2 | 18741.1512 | 0.23628 | 0.25088 | 0.35442
287.3 | 18741.1748 | 0.23565 | 0.25022 | 0.35348
287.4 | 18741.1983 | 0.23503 | 0.24955 | 0.35254
287.5 | 18741.2217 | 0.2344 | 0.24889 | 0.3516
287.6 | 18741.2451 | 0.23378 | 0.24822 | 0.35066
287.7 | 18741.2684 | 0.23315 | 0.24756 | 0.34973
287.8 | 18741.2916 | 0.23253 | 0.2469 | 0.3488
287.9 | 18741.3148 | 0.23191 | 0.24625 | 0.34787
288 | 18741.338 | 0.2313 | 0.24559 | 0.34694
288.1 | 18741.361 | 0.23068 | 0.24494 | 0.34602
288.2 | 18741.384 | 0.23007 | 0.24428 | 0.3451
288.3 | 18741.407 | 0.22945 | 0.24363 | 0.34418
288.4 | 18741.4299 | 0.22884 | 0.24298 | 0.34326
288.5 | 18741.4527 | 0.22823 | 0.24234 | 0.34235
288.6 | 18741.4755 | 0.22762 | 0.24169 | 0.34144
288.7 | 18741.4982 | 0.22702 | 0.24105 | 0.34053
288.8 | 18741.5208 | 0.22641 | 0.24041 | 0.33962
288.9 | 18741.5434 | 0.22581 | 0.23977 | 0.33872
289 | 18741.5659 | 0.22521 | 0.23913 | 0.33781
289.1 | 18741.5884 | 0.22461 | 0.23849 | 0.33691
289.2 | 18741.6108 | 0.22401 | 0.23785 | 0.33602
289.3 | 18741.6331 | 0.22341 | 0.23722 | 0.33512
289.4 | 18741.6554 | 0.22282 | 0.23659 | 0.33423
289.5 | 18741.6776 | 0.22223 | 0.23596 | 0.33334
289.6 | 18741.6998 | 0.22163 | 0.23533 | 0.33245
289.7 | 18741.7219 | 0.22104 | 0.2347 | 0.33157
289.8 | 18741.7439 | 0.22046 | 0.23408 | 0.33068
289.9 | 18741.7659 | 0.21987 | 0.23346 | 0.3298
290 | 18741.7878 | 0.21928 | 0.23283 | 0.32892
290.1 | 18741.8097 | 0.2187 | 0.23221 | 0.32805
290.2 | 18741.8315 | 0.21812 | 0.2316 | 0.32718
290.3 | 18741.8533 | 0.21754 | 0.23098 | 0.3263
290.4 | 18741.875 | 0.21696 | 0.23036 | 0.32543
290.5 | 18741.8966 | 0.21638 | 0.22975 | 0.32457
290.6 | 18741.9182 | 0.2158 | 0.22914 | 0.3237
290.7 | 18741.9397 | 0.21523 | 0.22853 | 0.32284
290.8 | 18741.9612 | 0.21465 | 0.22792 | 0.32198
290.9 | 18741.9826 | 0.21408 | 0.22731 | 0.32112
291 | 18742.0039 | 0.21351 | 0.22671 | 0.32027
291.1 | 18742.0252 | 0.21294 | 0.2261 | 0.31942
291.2 | 18742.0465 | 0.21238 | 0.2255 | 0.31857
291.3 | 18742.0677 | 0.21181 | 0.2249 | 0.31772
291.4 | 18742.0888 | 0.21125 | 0.2243 | 0.31687
291.5 | 18742.1098 | 0.21068 | 0.2237 | 0.31603
291.6 | 18742.1309 | 0.21012 | 0.22311 | 0.31519
291.7 | 18742.1518 | 0.20956 | 0.22251 | 0.31435
291.8 | 18742.1727 | 0.20901 | 0.22192 | 0.31351
291.9 | 18742.1936 | 0.20845 | 0.22133 | 0.31267
292 | 18742.2143 | 0.20789 | 0.22074 | 0.31184
292.1 | 18742.2351 | 0.20734 | 0.22015 | 0.31101
292.2 | 18742.2558 | 0.20679 | 0.21957 | 0.31018
292.3 | 18742.2764 | 0.20624 | 0.21898 | 0.30936
292.4 | 18742.297 | 0.20569 | 0.2184 | 0.30853
292.5 | 18742.3175 | 0.20514 | 0.21782 | 0.30771
292.6 | 18742.3379 | 0.20459 | 0.21724 | 0.30689
292.7 | 18742.3583 | 0.20405 | 0.21666 | 0.30607
292.8 | 18742.3787 | 0.20351 | 0.21608 | 0.30526
292.9 | 18742.399 | 0.20296 | 0.21551 | 0.30445
293 | 18742.4192 | 0.20242 | 0.21493 | 0.30364
293.1 | 18742.4394 | 0.20188 | 0.21436 | 0.30283
293.2 | 18742.4595 | 0.20135 | 0.21379 | 0.30202
293.3 | 18742.4796 | 0.20081 | 0.21322 | 0.30122
293.4 | 18742.4997 | 0.20028 | 0.21265 | 0.30041
293.5 | 18742.5196 | 0.19974 | 0.21209 | 0.29961
293.6 | 18742.5396 | 0.19921 | 0.21152 | 0.29882
293.7 | 18742.5594 | 0.19868 | 0.21096 | 0.29802
293.8 | 18742.5792 | 0.19815 | 0.2104 | 0.29723
293.9 | 18742.599 | 0.19762 | 0.20984 | 0.29644
294 | 18742.6187 | 0.1971 | 0.20928 | 0.29565
294.1 | 18742.6384 | 0.19657 | 0.20872 | 0.29486
294.2 | 18742.658 | 0.19605 | 0.20816 | 0.29407
294.3 | 18742.6775 | 0.19553 | 0.20761 | 0.29329
294.4 | 18742.697 | 0.19501 | 0.20706 | 0.29251
294.5 | 18742.7165 | 0.19449 | 0.20651 | 0.29173
294.6 | 18742.7359 | 0.19397 | 0.20596 | 0.29095
294.7 | 18742.7552 | 0.19345 | 0.20541 | 0.29018
294.8 | 18742.7745 | 0.19294 | 0.20486 | 0.28941
294.9 | 18742.7937 | 0.19242 | 0.20431 | 0.28863
295 | 18742.8129 | 0.19191 | 0.20377 | 0.28787
295.1 | 18742.8321 | 0.1914 | 0.20323 | 0.2871
295.2 | 18742.8512 | 0.19089 | 0.20269 | 0.28633
295.3 | 18742.8702 | 0.19038 | 0.20215 | 0.28557
295.4 | 18742.8892 | 0.18987 | 0.20161 | 0.28481
295.5 | 18742.9081 | 0.18937 | 0.20107 | 0.28405
295.6 | 18742.927 | 0.18886 | 0.20054 | 0.2833
295.7 | 18742.9459 | 0.18836 | 0.2 | 0.28254
295.8 | 18742.9646 | 0.18786 | 0.19947 | 0.28179
295.9 | 18742.9834 | 0.18736 | 0.19894 | 0.28104
296 | 18743.0021 | 0.18686 | 0.19841 | 0.28029
296.1 | 18743.0207 | 0.18636 | 0.19788 | 0.27954
296.2 | 18743.0393 | 0.18587 | 0.19735 | 0.2788
296.3 | 18743.0578 | 0.18537 | 0.19683 | 0.27806
296.4 | 18743.0763 | 0.18488 | 0.1963 | 0.27732
296.5 | 18743.0947 | 0.18439 | 0.19578 | 0.27658
296.6 | 18743.1131 | 0.18389 | 0.19526 | 0.27584
296.7 | 18743.1315 | 0.18341 | 0.19474 | 0.27511
296.8 | 18743.1498 | 0.18292 | 0.19422 | 0.27437
296.9 | 18743.168 | 0.18243 | 0.1937 | 0.27364
297 | 18743.1862 | 0.18194 | 0.19319 | 0.27292
297.1 | 18743.2044 | 0.18146 | 0.19267 | 0.27219
297.2 | 18743.2224 | 0.18098 | 0.19216 | 0.27146
297.3 | 18743.2405 | 0.18049 | 0.19165 | 0.27074
297.4 | 18743.2585 | 0.18001 | 0.19114 | 0.27002
297.5 | 18743.2765 | 0.17953 | 0.19063 | 0.2693
297.6 | 18743.2944 | 0.17906 | 0.19012 | 0.26858
297.7 | 18743.3122 | 0.17858 | 0.18961 | 0.26787
297.8 | 18743.33 | 0.1781 | 0.18911 | 0.26715
297.9 | 18743.3478 | 0.17763 | 0.18861 | 0.26644
298 | 18743.3655 | 0.17716 | 0.1881 | 0.26573
298.1 | 18743.3832 | 0.17668 | 0.1876 | 0.26503
298.2 | 18743.4008 | 0.17621 | 0.1871 | 0.26432
298.3 | 18743.4184 | 0.17574 | 0.1866 | 0.26362
298.4 | 18743.4359 | 0.17528 | 0.18611 | 0.26291
298.5 | 18743.4534 | 0.17481 | 0.18561 | 0.26221
298.6 | 18743.4708 | 0.17434 | 0.18512 | 0.26152
298.7 | 18743.4882 | 0.17388 | 0.18463 | 0.26082
298.8 | 18743.5055 | 0.17342 | 0.18413 | 0.26012
298.9 | 18743.5228 | 0.17295 | 0.18364 | 0.25943
299 | 18743.5401 | 0.17249 | 0.18315 | 0.25874
299.1 | 18743.5573 | 0.17203 | 0.18267 | 0.25805
299.2 | 18743.5744 | 0.17158 | 0.18218 | 0.25737
299.3 | 18743.5916 | 0.17112 | 0.18169 | 0.25668
299.4 | 18743.6086 | 0.17066 | 0.18121 | 0.256
299.5 | 18743.6256 | 0.17021 | 0.18073 | 0.25531
299.6 | 18743.6426 | 0.16976 | 0.18025 | 0.25463
299.7 | 18743.6596 | 0.1693 | 0.17977 | 0.25396
299.8 | 18743.6764 | 0.16885 | 0.17929 | 0.25328
299.9 | 18743.6933 | 0.1684 | 0.17881 | 0.25261
300 | 18743.7101 | 0.16796 | 0.17833 | 0.25193
300.1 | 18743.7268 | 0.16751 | 0.17786 | 0.25126
300.2 | 18743.7435 | 0.16706 | 0.17739 | 0.25059
300.3 | 18743.7602 | 0.16662 | 0.17691 | 0.24993
300.4 | 18743.7768 | 0.16617 | 0.17644 | 0.24926
300.5 | 18743.7934 | 0.16573 | 0.17597 | 0.2486
300.6 | 18743.8099 | 0.16529 | 0.1755 | 0.24793
300.7 | 18743.8264 | 0.16485 | 0.17504 | 0.24727
300.8 | 18743.8428 | 0.16441 | 0.17457 | 0.24662
300.9 | 18743.8592 | 0.16397 | 0.17411 | 0.24596
301 | 18743.8756 | 0.16354 | 0.17364 | 0.2453
301.1 | 18743.8919 | 0.1631 | 0.17318 | 0.24465
301.2 | 18743.9082 | 0.16267 | 0.17272 | 0.244
301.3 | 18743.9244 | 0.16223 | 0.17226 | 0.24335
301.4 | 18743.9406 | 0.1618 | 0.1718 | 0.2427
301.5 | 18743.9567 | 0.16137 | 0.17134 | 0.24205
301.6 | 18743.9728 | 0.16094 | 0.17089 | 0.24141
301.7 | 18743.9889 | 0.16051 | 0.17043 | 0.24077
301.8 | 18744.0049 | 0.16008 | 0.16998 | 0.24013
301.9 | 18744.0208 | 0.15966 | 0.16952 | 0.23949
302 | 18744.0367 | 0.15923 | 0.16907 | 0.23885
302.1 | 18744.0526 | 0.15881 | 0.16862 | 0.23821
302.2 | 18744.0685 | 0.15839 | 0.16817 | 0.23758
302.3 | 18744.0843 | 0.15796 | 0.16773 | 0.23695
302.4 | 18744.1 | 0.15754 | 0.16728 | 0.23631
302.5 | 18744.1157 | 0.15712 | 0.16683 | 0.23568
302.6 | 18744.1314 | 0.1567 | 0.16639 | 0.23506
302.7 | 18744.147 | 0.15629 | 0.16595 | 0.23443
302.8 | 18744.1626 | 0.15587 | 0.1655 | 0.23381
302.9 | 18744.1782 | 0.15546 | 0.16506 | 0.23318
303 | 18744.1937 | 0.15504 | 0.16462 | 0.23256
303.1 | 18744.2091 | 0.15463 | 0.16419 | 0.23194
303.2 | 18744.2246 | 0.15422 | 0.16375 | 0.23133
303.3 | 18744.2399 | 0.15381 | 0.16331 | 0.23071
303.4 | 18744.2553 | 0.1534 | 0.16288 | 0.2301
303.5 | 18744.2706 | 0.15299 | 0.16244 | 0.22948
303.6 | 18744.2858 | 0.15258 | 0.16201 | 0.22887
303.7 | 18744.301 | 0.15217 | 0.16158 | 0.22826
303.8 | 18744.3162 | 0.15177 | 0.16115 | 0.22765
303.9 | 18744.3314 | 0.15137 | 0.16072 | 0.22705
304 | 18744.3465 | 0.15096 | 0.16029 | 0.22644
304.1 | 18744.3615 | 0.15056 | 0.15986 | 0.22584
304.2 | 18744.3765 | 0.15016 | 0.15944 | 0.22524
304.3 | 18744.3915 | 0.14976 | 0.15901 | 0.22464
304.4 | 18744.4064 | 0.14936 | 0.15859 | 0.22404
304.5 | 18744.4213 | 0.14896 | 0.15817 | 0.22344
304.6 | 18744.4362 | 0.14857 | 0.15775 | 0.22285
304.7 | 18744.451 | 0.14817 | 0.15733 | 0.22226
304.8 | 18744.4658 | 0.14778 | 0.15691 | 0.22166
304.9 | 18744.4805 | 0.14738 | 0.15649 | 0.22107
305 | 18744.4952 | 0.14699 | 0.15607 | 0.22048
305.1 | 18744.5099 | 0.1466 | 0.15566 | 0.2199
305.2 | 18744.5245 | 0.14621 | 0.15524 | 0.21931
305.3 | 18744.5391 | 0.14582 | 0.15483 | 0.21873
305.4 | 18744.5536 | 0.14543 | 0.15442 | 0.21815
305.5 | 18744.5681 | 0.14504 | 0.15401 | 0.21756
305.6 | 18744.5826 | 0.14466 | 0.1536 | 0.21699
305.7 | 18744.597 | 0.14427 | 0.15319 | 0.21641
305.8 | 18744.6114 | 0.14389 | 0.15278 | 0.21583
305.9 | 18744.6258 | 0.1435 | 0.15237 | 0.21526
306 | 18744.6401 | 0.14312 | 0.15197 | 0.21468
306.1 | 18744.6544 | 0.14274 | 0.15156 | 0.21411
306.2 | 18744.6686 | 0.14236 | 0.15116 | 0.21354
306.3 | 18744.6828 | 0.14198 | 0.15076 | 0.21297
306.4 | 18744.6969 | 0.1416 | 0.15035 | 0.21241
306.5 | 18744.7111 | 0.14123 | 0.14995 | 0.21184
306.6 | 18744.7252 | 0.14085 | 0.14955 | 0.21128
306.7 | 18744.7392 | 0.14048 | 0.14916 | 0.21071
306.8 | 18744.7532 | 0.1401 | 0.14876 | 0.21015
306.9 | 18744.7672 | 0.13973 | 0.14836 | 0.20959
307 | 18744.7811 | 0.13936 | 0.14797 | 0.20903
307.1 | 18744.795 | 0.13898 | 0.14757 | 0.20848
307.2 | 18744.8089 | 0.13861 | 0.14718 | 0.20792
307.3 | 18744.8227 | 0.13825 | 0.14679 | 0.20737
307.4 | 18744.8365 | 0.13788 | 0.1464 | 0.20682
307.5 | 18744.8502 | 0.13751 | 0.14601 | 0.20627
307.6 | 18744.864 | 0.13714 | 0.14562 | 0.20572
307.7 | 18744.8776 | 0.13678 | 0.14523 | 0.20517
307.8 | 18744.8913 | 0.13641 | 0.14484 | 0.20462
307.9 | 18744.9049 | 0.13605 | 0.14446 | 0.20408
308 | 18744.9185 | 0.13569 | 0.14407 | 0.20353
308.1 | 18744.932 | 0.13533 | 0.14369 | 0.20299
308.2 | 18744.9455 | 0.13497 | 0.14331 | 0.20245
308.3 | 18744.9589 | 0.13461 | 0.14293 | 0.20191
308.4 | 18744.9724 | 0.13425 | 0.14255 | 0.20137
308.5 | 18744.9858 | 0.13389 | 0.14217 | 0.20084
308.6 | 18744.9991 | 0.13354 | 0.14179 | 0.2003
308.7 | 18745.0124 | 0.13318 | 0.14141 | 0.19977
308.8 | 18745.0257 | 0.13282 | 0.14103 | 0.19924
308.9 | 18745.039 | 0.13247 | 0.14066 | 0.19871
309 | 18745.0522 | 0.13212 | 0.14028 | 0.19818
309.1 | 18745.0653 | 0.13177 | 0.13991 | 0.19765
309.2 | 18745.0785 | 0.13142 | 0.13954 | 0.19712
309.3 | 18745.0916 | 0.13107 | 0.13917 | 0.1966
309.4 | 18745.1047 | 0.13072 | 0.13879 | 0.19607
309.5 | 18745.1177 | 0.13037 | 0.13842 | 0.19555
309.6 | 18745.1307 | 0.13002 | 0.13806 | 0.19503
309.7 | 18745.1437 | 0.12967 | 0.13769 | 0.19451
309.8 | 18745.1566 | 0.12933 | 0.13732 | 0.19399
309.9 | 18745.1695 | 0.12899 | 0.13696 | 0.19348
310 | 18745.1824 | 0.12864 | 0.13659 | 0.19296
310.1 | 18745.1952 | 0.1283 | 0.13623 | 0.19245
310.2 | 18745.208 | 0.12796 | 0.13586 | 0.19194
310.3 | 18745.2208 | 0.12762 | 0.1355 | 0.19142
310.4 | 18745.2335 | 0.12728 | 0.13514 | 0.19092
310.5 | 18745.2462 | 0.12694 | 0.13478 | 0.19041
310.6 | 18745.2588 | 0.1266 | 0.13442 | 0.1899
310.7 | 18745.2715 | 0.12626 | 0.13407 | 0.18939
310.8 | 18745.2841 | 0.12593 | 0.13371 | 0.18889
310.9 | 18745.2966 | 0.12559 | 0.13335 | 0.18839
311 | 18745.3091 | 0.12526 | 0.133 | 0.18788
311.1 | 18745.3216 | 0.12492 | 0.13264 | 0.18738
311.2 | 18745.3341 | 0.12459 | 0.13229 | 0.18689
311.3 | 18745.3465 | 0.12426 | 0.13194 | 0.18639
311.4 | 18745.3589 | 0.12393 | 0.13159 | 0.18589
311.5 | 18745.3713 | 0.1236 | 0.13124 | 0.1854
311.6 | 18745.3836 | 0.12327 | 0.13089 | 0.1849
311.7 | 18745.3959 | 0.12294 | 0.13054 | 0.18441
311.8 | 18745.4082 | 0.12261 | 0.13019 | 0.18392
311.9 | 18745.4204 | 0.12229 | 0.12984 | 0.18343
312 | 18745.4326 | 0.12196 | 0.1295 | 0.18294
312.1 | 18745.4447 | 0.12164 | 0.12915 | 0.18245
312.2 | 18745.4569 | 0.12131 | 0.12881 | 0.18197
312.3 | 18745.469 | 0.12099 | 0.12847 | 0.18148
312.4 | 18745.481 | 0.12067 | 0.12812 | 0.181
312.5 | 18745.4931 | 0.12035 | 0.12778 | 0.18052
312.6 | 18745.5051 | 0.12002 | 0.12744 | 0.18004
312.7 | 18745.517 | 0.1197 | 0.1271 | 0.17956
312.8 | 18745.529 | 0.11939 | 0.12676 | 0.17908
312.9 | 18745.5409 | 0.11907 | 0.12643 | 0.1786
313 | 18745.5528 | 0.11875 | 0.12609 | 0.17813
313.1 | 18745.5646 | 0.11843 | 0.12575 | 0.17765
313.2 | 18745.5764 | 0.11812 | 0.12542 | 0.17718
313.3 | 18745.5882 | 0.1178 | 0.12509 | 0.17671
313.4 | 18745.6 | 0.11749 | 0.12475 | 0.17624
313.5 | 18745.6117 | 0.11718 | 0.12442 | 0.17577
313.6 | 18745.6234 | 0.11687 | 0.12409 | 0.1753
313.7 | 18745.635 | 0.11656 | 0.12376 | 0.17483
313.8 | 18745.6466 | 0.11624 | 0.12343 | 0.17437
313.9 | 18745.6582 | 0.11594 | 0.1231 | 0.1739
314 | 18745.6698 | 0.11563 | 0.12277 | 0.17344
314.1 | 18745.6813 | 0.11532 | 0.12244 | 0.17298
314.2 | 18745.6928 | 0.11501 | 0.12212 | 0.17252
314.3 | 18745.7043 | 0.11471 | 0.12179 | 0.17206
314.4 | 18745.7157 | 0.1144 | 0.12147 | 0.1716
314.5 | 18745.7271 | 0.11409 | 0.12115 | 0.17114
314.6 | 18745.7385 | 0.11379 | 0.12082 | 0.17069
314.7 | 18745.7499 | 0.11349 | 0.1205 | 0.17023
314.8 | 18745.7612 | 0.11319 | 0.12018 | 0.16978
314.9 | 18745.7725 | 0.11288 | 0.11986 | 0.16933
315 | 18745.7837 | 0.11258 | 0.11954 | 0.16888
315.1 | 18745.795 | 0.11228 | 0.11922 | 0.16843
315.2 | 18745.8062 | 0.11198 | 0.11891 | 0.16798
315.3 | 18745.8173 | 0.11169 | 0.11859 | 0.16753
315.4 | 18745.8285 | 0.11139 | 0.11827 | 0.16708
315.5 | 18745.8396 | 0.11109 | 0.11796 | 0.16664
315.6 | 18745.8507 | 0.1108 | 0.11764 | 0.1662
315.7 | 18745.8617 | 0.1105 | 0.11733 | 0.16575
315.8 | 18745.8727 | 0.11021 | 0.11702 | 0.16531
315.9 | 18745.8837 | 0.10991 | 0.11671 | 0.16487
316 | 18745.8947 | 0.10962 | 0.1164 | 0.16443
316.1 | 18745.9056 | 0.10933 | 0.11609 | 0.16399
316.2 | 18745.9165 | 0.10904 | 0.11578 | 0.16356
316.3 | 18745.9274 | 0.10875 | 0.11547 | 0.16312
316.4 | 18745.9382 | 0.10846 | 0.11516 | 0.16269
316.5 | 18745.9491 | 0.10817 | 0.11485 | 0.16225
316.6 | 18745.9598 | 0.10788 | 0.11455 | 0.16182
316.7 | 18745.9706 | 0.10759 | 0.11424 | 0.16139
316.8 | 18745.9813 | 0.10731 | 0.11394 | 0.16096
316.9 | 18745.992 | 0.10702 | 0.11364 | 0.16053
317 | 18746.0027 | 0.10674 | 0.11333 | 0.1601
317.1 | 18746.0134 | 0.10645 | 0.11303 | 0.15968
317.2 | 18746.024 | 0.10617 | 0.11273 | 0.15925
317.3 | 18746.0346 | 0.10589 | 0.11243 | 0.15883
317.4 | 18746.0451 | 0.1056 | 0.11213 | 0.15841
317.5 | 18746.0557 | 0.10532 | 0.11183 | 0.15798
317.6 | 18746.0662 | 0.10504 | 0.11153 | 0.15756
317.7 | 18746.0766 | 0.10476 | 0.11124 | 0.15714
317.8 | 18746.0871 | 0.10448 | 0.11094 | 0.15673
317.9 | 18746.0975 | 0.10421 | 0.11065 | 0.15631
318 | 18746.1079 | 0.10393 | 0.11035 | 0.15589
318.1 | 18746.1183 | 0.10365 | 0.11006 | 0.15548
318.2 | 18746.1286 | 0.10338 | 0.10976 | 0.15506
318.3 | 18746.1389 | 0.1031 | 0.10947 | 0.15465
318.4 | 18746.1492 | 0.10283 | 0.10918 | 0.15424
318.5 | 18746.1594 | 0.10255 | 0.10889 | 0.15383
318.6 | 18746.1697 | 0.10228 | 0.1086 | 0.15342
318.7 | 18746.1799 | 0.10201 | 0.10831 | 0.15301
318.8 | 18746.1901 | 0.10173 | 0.10802 | 0.1526
318.9 | 18746.2002 | 0.10146 | 0.10773 | 0.15219
319 | 18746.2103 | 0.10119 | 0.10745 | 0.15179
319.1 | 18746.2204 | 0.10092 | 0.10716 | 0.15139
319.2 | 18746.2305 | 0.10065 | 0.10688 | 0.15098
319.3 | 18746.2405 | 0.10039 | 0.10659 | 0.15058
319.4 | 18746.2505 | 0.10012 | 0.10631 | 0.15018
319.5 | 18746.2605 | 0.099853 | 0.10602 | 0.14978
319.6 | 18746.2705 | 0.099587 | 0.10574 | 0.14938
319.7 | 18746.2804 | 0.099322 | 0.10546 | 0.14898
319.8 | 18746.2903 | 0.099057 | 0.10518 | 0.14859
319.9 | 18746.3002 | 0.098793 | 0.1049 | 0.14819
320 | 18746.31 | 0.09853 | 0.10462 | 0.1478
320.1 | 18746.3199 | 0.098268 | 0.10434 | 0.1474
320.2 | 18746.3297 | 0.098006 | 0.10406 | 0.14701
320.3 | 18746.3394 | 0.097745 | 0.10379 | 0.14662
320.4 | 18746.3492 | 0.097485 | 0.10351 | 0.14623
320.5 | 18746.3589 | 0.097225 | 0.10323 | 0.14584
320.6 | 18746.3686 | 0.096966 | 0.10296 | 0.14545
320.7 | 18746.3783 | 0.096708 | 0.10268 | 0.14506
320.8 | 18746.3879 | 0.096451 | 0.10241 | 0.14468
320.9 | 18746.3975 | 0.096194 | 0.10214 | 0.14429
321 | 18746.4071 | 0.095938 | 0.10187 | 0.14391
321.1 | 18746.4167 | 0.095682 | 0.10159 | 0.14352
321.2 | 18746.4262 | 0.095427 | 0.10132 | 0.14314
321.3 | 18746.4358 | 0.095173 | 0.10105 | 0.14276
321.4 | 18746.4453 | 0.09492 | 0.10079 | 0.14238
321.5 | 18746.4547 | 0.094667 | 0.10052 | 0.142
321.6 | 18746.4642 | 0.094415 | 0.10025 | 0.14162
321.7 | 18746.4736 | 0.094163 | 0.099982 | 0.14124
321.8 | 18746.483 | 0.093913 | 0.099716 | 0.14087
321.9 | 18746.4923 | 0.093662 | 0.099451 | 0.14049
322 | 18746.5017 | 0.093413 | 0.099186 | 0.14012
322.1 | 18746.511 | 0.093164 | 0.098922 | 0.13975
322.2 | 18746.5203 | 0.092916 | 0.098658 | 0.13937
322.3 | 18746.5296 | 0.092669 | 0.098395 | 0.139
322.4 | 18746.5388 | 0.092422 | 0.098133 | 0.13863
322.5 | 18746.548 | 0.092176 | 0.097872 | 0.13826
322.6 | 18746.5572 | 0.09193 | 0.097611 | 0.1379
322.7 | 18746.5664 | 0.091685 | 0.097351 | 0.13753
322.8 | 18746.5755 | 0.091441 | 0.097092 | 0.13716
322.9 | 18746.5846 | 0.091198 | 0.096834 | 0.1368
323 | 18746.5937 | 0.090955 | 0.096576 | 0.13643
323.1 | 18746.6028 | 0.090713 | 0.096319 | 0.13607
323.2 | 18746.6119 | 0.090471 | 0.096062 | 0.13571
323.3 | 18746.6209 | 0.09023 | 0.095806 | 0.13535
323.4 | 18746.6299 | 0.08999 | 0.095551 | 0.13498
323.5 | 18746.6389 | 0.08975 | 0.095297 | 0.13463
323.6 | 18746.6478 | 0.089511 | 0.095043 | 0.13427
323.7 | 18746.6567 | 0.089273 | 0.09479 | 0.13391
323.8 | 18746.6656 | 0.089035 | 0.094537 | 0.13355
323.9 | 18746.6745 | 0.088798 | 0.094285 | 0.1332
324 | 18746.6834 | 0.088561 | 0.094034 | 0.13284
324.1 | 18746.6922 | 0.088326 | 0.093784 | 0.13249
324.2 | 18746.701 | 0.08809 | 0.093534 | 0.13214
324.3 | 18746.7098 | 0.087856 | 0.093285 | 0.13178
324.4 | 18746.7186 | 0.087622 | 0.093037 | 0.13143
324.5 | 18746.7273 | 0.087388 | 0.092789 | 0.13108
324.6 | 18746.736 | 0.087156 | 0.092542 | 0.13073
324.7 | 18746.7447 | 0.086924 | 0.092295 | 0.13039
324.8 | 18746.7534 | 0.086692 | 0.09205 | 0.13004
324.9 | 18746.762 | 0.086461 | 0.091804 | 0.12969
325 | 18746.7706 | 0.086231 | 0.09156 | 0.12935
325.1 | 18746.7792 | 0.086001 | 0.091316 | 0.129
325.2 | 18746.7878 | 0.085772 | 0.091073 | 0.12866
325.3 | 18746.7964 | 0.085544 | 0.09083 | 0.12832
325.4 | 18746.8049 | 0.085316 | 0.090589 | 0.12797
325.5 | 18746.8134 | 0.085089 | 0.090347 | 0.12763
325.6 | 18746.8219 | 0.084862 | 0.090107 | 0.12729
325.7 | 18746.8304 | 0.084636 | 0.089867 | 0.12695
325.8 | 18746.8388 | 0.084411 | 0.089627 | 0.12662
325.9 | 18746.8472 | 0.084186 | 0.089389 | 0.12628
326 | 18746.8556 | 0.083962 | 0.089151 | 0.12594
326.1 | 18746.864 | 0.083738 | 0.088913 | 0.12561
326.2 | 18746.8723 | 0.083515 | 0.088676 | 0.12527
326.3 | 18746.8807 | 0.083293 | 0.08844 | 0.12494
326.4 | 18746.889 | 0.083071 | 0.088205 | 0.12461
326.5 | 18746.8973 | 0.08285 | 0.08797 | 0.12427
326.6 | 18746.9055 | 0.082629 | 0.087736 | 0.12394
326.7 | 18746.9138 | 0.082409 | 0.087502 | 0.12361
326.8 | 18746.922 | 0.08219 | 0.087269 | 0.12328
326.9 | 18746.9302 | 0.081971 | 0.087036 | 0.12296
327 | 18746.9384 | 0.081753 | 0.086805 | 0.12263
327.1 | 18746.9465 | 0.081535 | 0.086574 | 0.1223
327.2 | 18746.9547 | 0.081318 | 0.086343 | 0.12198
327.3 | 18746.9628 | 0.081101 | 0.086113 | 0.12165
327.4 | 18746.9708 | 0.080885 | 0.085884 | 0.12133
327.5 | 18746.9789 | 0.08067 | 0.085655 | 0.121
327.6 | 18746.987 | 0.080455 | 0.085427 | 0.12068
327.7 | 18746.995 | 0.080241 | 0.085199 | 0.12036
327.8 | 18747.003 | 0.080027 | 0.084972 | 0.12004
327.9 | 18747.011 | 0.079814 | 0.084746 | 0.11972
328 | 18747.0189 | 0.079601 | 0.08452 | 0.1194
328.1 | 18747.0269 | 0.079389 | 0.084295 | 0.11908
328.2 | 18747.0348 | 0.079178 | 0.084071 | 0.11877
328.3 | 18747.0427 | 0.078967 | 0.083847 | 0.11845
328.4 | 18747.0506 | 0.078757 | 0.083624 | 0.11814
328.5 | 18747.0584 | 0.078547 | 0.083401 | 0.11782
328.6 | 18747.0662 | 0.078338 | 0.083179 | 0.11751
328.7 | 18747.0741 | 0.078129 | 0.082957 | 0.11719
328.8 | 18747.0819 | 0.077921 | 0.082736 | 0.11688
328.9 | 18747.0896 | 0.077714 | 0.082516 | 0.11657
329 | 18747.0974 | 0.077507 | 0.082296 | 0.11626
329.1 | 18747.1051 | 0.0773 | 0.082077 | 0.11595
329.2 | 18747.1128 | 0.077094 | 0.081859 | 0.11564
329.3 | 18747.1205 | 0.076889 | 0.081641 | 0.11533
329.4 | 18747.1282 | 0.076684 | 0.081423 | 0.11503
329.5 | 18747.1358 | 0.07648 | 0.081206 | 0.11472
329.6 | 18747.1434 | 0.076276 | 0.08099 | 0.11441
329.7 | 18747.1511 | 0.076073 | 0.080774 | 0.11411
329.8 | 18747.1586 | 0.075871 | 0.080559 | 0.11381
329.9 | 18747.1662 | 0.075669 | 0.080345 | 0.1135
330 | 18747.1738 | 0.075467 | 0.080131 | 0.1132
330.1 | 18747.1813 | 0.075266 | 0.079917 | 0.1129
330.2 | 18747.1888 | 0.075066 | 0.079705 | 0.1126
330.3 | 18747.1963 | 0.074866 | 0.079492 | 0.1123
330.4 | 18747.2037 | 0.074666 | 0.079281 | 0.112
330.5 | 18747.2112 | 0.074468 | 0.07907 | 0.1117
330.6 | 18747.2186 | 0.074269 | 0.078859 | 0.1114
330.7 | 18747.226 | 0.074071 | 0.078649 | 0.11111
330.8 | 18747.2334 | 0.073874 | 0.078439 | 0.11081
330.9 | 18747.2408 | 0.073677 | 0.078231 | 0.11052
331 | 18747.2481 | 0.073481 | 0.078022 | 0.11022
331.1 | 18747.2555 | 0.073286 | 0.077814 | 0.10993
331.2 | 18747.2628 | 0.07309 | 0.077607 | 0.10964
331.3 | 18747.2701 | 0.072896 | 0.077401 | 0.10934
331.4 | 18747.2773 | 0.072702 | 0.077194 | 0.10905
331.5 | 18747.2846 | 0.072508 | 0.076989 | 0.10876
331.6 | 18747.2918 | 0.072315 | 0.076784 | 0.10847
331.7 | 18747.299 | 0.072122 | 0.076579 | 0.10818
331.8 | 18747.3062 | 0.07193 | 0.076375 | 0.1079
331.9 | 18747.3134 | 0.071739 | 0.076172 | 0.10761
332 | 18747.3205 | 0.071548 | 0.075969 | 0.10732
332.1 | 18747.3277 | 0.071357 | 0.075767 | 0.10704
332.2 | 18747.3348 | 0.071167 | 0.075565 | 0.10675
332.3 | 18747.3419 | 0.070978 | 0.075364 | 0.10647
332.4 | 18747.349 | 0.070789 | 0.075163 | 0.10618
332.5 | 18747.356 | 0.0706 | 0.074963 | 0.1059
332.6 | 18747.3631 | 0.070412 | 0.074763 | 0.10562
332.7 | 18747.3701 | 0.070224 | 0.074564 | 0.10534
332.8 | 18747.3771 | 0.070037 | 0.074366 | 0.10506
332.9 | 18747.3841 | 0.069851 | 0.074168 | 0.10478
333 | 18747.391 | 0.069665 | 0.07397 | 0.1045
333.1 | 18747.398 | 0.069479 | 0.073773 | 0.10422
333.2 | 18747.4049 | 0.069294 | 0.073577 | 0.10394
333.3 | 18747.4118 | 0.06911 | 0.073381 | 0.10366
333.4 | 18747.4187 | 0.068926 | 0.073185 | 0.10339
333.5 | 18747.4256 | 0.068742 | 0.07299 | 0.10311
333.6 | 18747.4325 | 0.068559 | 0.072796 | 0.10284
333.7 | 18747.4393 | 0.068377 | 0.072602 | 0.10256
333.8 | 18747.4461 | 0.068194 | 0.072409 | 0.10229
333.9 | 18747.4529 | 0.068013 | 0.072216 | 0.10202
334 | 18747.4597 | 0.067832 | 0.072024 | 0.10175
334.1 | 18747.4665 | 0.067651 | 0.071832 | 0.10148
334.2 | 18747.4732 | 0.067471 | 0.071641 | 0.10121
334.3 | 18747.4799 | 0.067291 | 0.07145 | 0.10094
334.4 | 18747.4867 | 0.067112 | 0.071259 | 0.10067
334.5 | 18747.4933 | 0.066933 | 0.07107 | 0.1004
334.6 | 18747.5 | 0.066755 | 0.07088 | 0.10013
334.7 | 18747.5067 | 0.066577 | 0.070692 | 0.099866
334.8 | 18747.5133 | 0.0664 | 0.070503 | 0.0996
334.9 | 18747.5199 | 0.066223 | 0.070316 | 0.099335
335 | 18747.5265 | 0.066047 | 0.070128 | 0.09907
335.1 | 18747.5331 | 0.065871 | 0.069942 | 0.098806
335.2 | 18747.5397 | 0.065695 | 0.069755 | 0.098543
335.3 | 18747.5463 | 0.065521 | 0.06957 | 0.098281
335.4 | 18747.5528 | 0.065346 | 0.069384 | 0.098019
335.5 | 18747.5593 | 0.065172 | 0.0692 | 0.097758
335.6 | 18747.5658 | 0.064998 | 0.069015 | 0.097498
335.7 | 18747.5723 | 0.064825 | 0.068831 | 0.097238
335.8 | 18747.5788 | 0.064653 | 0.068648 | 0.096979
335.9 | 18747.5852 | 0.064481 | 0.068465 | 0.096721
336 | 18747.5916 | 0.064309 | 0.068283 | 0.096463
336.1 | 18747.598 | 0.064138 | 0.068101 | 0.096206
336.2 | 18747.6044 | 0.063967 | 0.06792 | 0.09595
336.3 | 18747.6108 | 0.063796 | 0.067739 | 0.095695
336.4 | 18747.6172 | 0.063627 | 0.067559 | 0.09544
336.5 | 18747.6235 | 0.063457 | 0.067379 | 0.095186
336.6 | 18747.6299 | 0.063288 | 0.067199 | 0.094932
336.7 | 18747.6362 | 0.06312 | 0.06702 | 0.094679
336.8 | 18747.6425 | 0.062951 | 0.066842 | 0.094427
336.9 | 18747.6487 | 0.062784 | 0.066664 | 0.094176
337 | 18747.655 | 0.062617 | 0.066486 | 0.093925
337.1 | 18747.6613 | 0.06245 | 0.066309 | 0.093675
337.2 | 18747.6675 | 0.062284 | 0.066133 | 0.093425
337.3 | 18747.6737 | 0.062118 | 0.065956 | 0.093176
337.4 | 18747.6799 | 0.061952 | 0.065781 | 0.092928
337.5 | 18747.6861 | 0.061787 | 0.065606 | 0.092681
337.6 | 18747.6922 | 0.061623 | 0.065431 | 0.092434
337.7 | 18747.6984 | 0.061459 | 0.065257 | 0.092188
337.8 | 18747.7045 | 0.061295 | 0.065083 | 0.091942
337.9 | 18747.7106 | 0.061132 | 0.064909 | 0.091698
338 | 18747.7167 | 0.060969 | 0.064737 | 0.091453
338.1 | 18747.7228 | 0.060807 | 0.064564 | 0.09121
338.2 | 18747.7289 | 0.060645 | 0.064392 | 0.090967
338.3 | 18747.7349 | 0.060483 | 0.064221 | 0.090725
338.4 | 18747.7409 | 0.060322 | 0.06405 | 0.090483
338.5 | 18747.747 | 0.060161 | 0.063879 | 0.090242
338.6 | 18747.753 | 0.060001 | 0.063709 | 0.090002
338.7 | 18747.7589 | 0.059841 | 0.063539 | 0.089762
338.8 | 18747.7649 | 0.059682 | 0.06337 | 0.089523
338.9 | 18747.7709 | 0.059523 | 0.063201 | 0.089285
339 | 18747.7768 | 0.059365 | 0.063033 | 0.089047
339.1 | 18747.7827 | 0.059206 | 0.062865 | 0.08881
339.2 | 18747.7886 | 0.059049 | 0.062698 | 0.088573
339.3 | 18747.7945 | 0.058892 | 0.062531 | 0.088337
339.4 | 18747.8004 | 0.058735 | 0.062364 | 0.088102
339.5 | 18747.8062 | 0.058578 | 0.062198 | 0.087867
339.6 | 18747.8121 | 0.058422 | 0.062033 | 0.087633
339.7 | 18747.8179 | 0.058267 | 0.061867 | 0.0874
339.8 | 18747.8237 | 0.058112 | 0.061703 | 0.087167
339.9 | 18747.8295 | 0.057957 | 0.061538 | 0.086935
340 | 18747.8353 | 0.057802 | 0.061374 | 0.086704
340.1 | 18747.8411 | 0.057648 | 0.061211 | 0.086473
340.2 | 18747.8468 | 0.057495 | 0.061048 | 0.086242
340.3 | 18747.8525 | 0.057342 | 0.060885 | 0.086013
340.4 | 18747.8583 | 0.057189 | 0.060723 | 0.085784
340.5 | 18747.864 | 0.057037 | 0.060562 | 0.085555
340.6 | 18747.8697 | 0.056885 | 0.0604 | 0.085327
340.7 | 18747.8753 | 0.056733 | 0.060239 | 0.0851
340.8 | 18747.881 | 0.056582 | 0.060079 | 0.084874
340.9 | 18747.8866 | 0.056432 | 0.059919 | 0.084647
341 | 18747.8923 | 0.056281 | 0.059759 | 0.084422
341.1 | 18747.8979 | 0.056131 | 0.0596 | 0.084197
341.2 | 18747.9035 | 0.055982 | 0.059442 | 0.083973
341.3 | 18747.9091 | 0.055833 | 0.059283 | 0.083749
341.4 | 18747.9146 | 0.055684 | 0.059125 | 0.083526
341.5 | 18747.9202 | 0.055536 | 0.058968 | 0.083304
341.6 | 18747.9257 | 0.055388 | 0.058811 | 0.083082
341.7 | 18747.9312 | 0.055241 | 0.058654 | 0.082861
341.8 | 18747.9368 | 0.055093 | 0.058498 | 0.08264
341.9 | 18747.9422 | 0.054947 | 0.058342 | 0.08242
342 | 18747.9477 | 0.0548 | 0.058187 | 0.082201
342.1 | 18747.9532 | 0.054654 | 0.058032 | 0.081982
342.2 | 18747.9586 | 0.054509 | 0.057877 | 0.081763
342.3 | 18747.9641 | 0.054364 | 0.057723 | 0.081546
342.4 | 18747.9695 | 0.054219 | 0.05757 | 0.081328
342.5 | 18747.9749 | 0.054075 | 0.057416 | 0.081112
342.6 | 18747.9803 | 0.053931 | 0.057263 | 0.080896
342.7 | 18747.9857 | 0.053787 | 0.057111 | 0.08068
342.8 | 18747.991 | 0.053644 | 0.056959 | 0.080466
342.9 | 18747.9964 | 0.053501 | 0.056807 | 0.080251
343 | 18748.0017 | 0.053358 | 0.056656 | 0.080038
343.1 | 18748.0071 | 0.053216 | 0.056505 | 0.079824
343.2 | 18748.0124 | 0.053075 | 0.056354 | 0.079612
343.3 | 18748.0177 | 0.052933 | 0.056204 | 0.0794
343.4 | 18748.0229 | 0.052792 | 0.056055 | 0.079188
343.5 | 18748.0282 | 0.052652 | 0.055905 | 0.078977
343.6 | 18748.0334 | 0.052511 | 0.055756 | 0.078767
343.7 | 18748.0387 | 0.052372 | 0.055608 | 0.078557
343.8 | 18748.0439 | 0.052232 | 0.05546 | 0.078348
343.9 | 18748.0491 | 0.052093 | 0.055312 | 0.078139
344 | 18748.0543 | 0.051954 | 0.055165 | 0.077931
344.1 | 18748.0595 | 0.051816 | 0.055018 | 0.077724
344.2 | 18748.0647 | 0.051678 | 0.054871 | 0.077517
344.3 | 18748.0698 | 0.05154 | 0.054725 | 0.07731
344.4 | 18748.075 | 0.051403 | 0.05458 | 0.077105
344.5 | 18748.0801 | 0.051266 | 0.054434 | 0.076899
344.6 | 18748.0852 | 0.05113 | 0.054289 | 0.076694
344.7 | 18748.0903 | 0.050993 | 0.054145 | 0.07649
344.8 | 18748.0954 | 0.050858 | 0.054001 | 0.076286
344.9 | 18748.1005 | 0.050722 | 0.053857 | 0.076083
345 | 18748.1055 | 0.050587 | 0.053713 | 0.075881
345.1 | 18748.1106 | 0.050452 | 0.05357 | 0.075679
345.2 | 18748.1156 | 0.050318 | 0.053428 | 0.075477
345.3 | 18748.1206 | 0.050184 | 0.053285 | 0.075276
345.4 | 18748.1256 | 0.05005 | 0.053143 | 0.075076
345.5 | 18748.1306 | 0.049917 | 0.053002 | 0.074876
345.6 | 18748.1356 | 0.049784 | 0.052861 | 0.074676
345.7 | 18748.1405 | 0.049652 | 0.05272 | 0.074477
345.8 | 18748.1455 | 0.049519 | 0.05258 | 0.074279
345.9 | 18748.1504 | 0.049387 | 0.05244 | 0.074081
346 | 18748.1554 | 0.049256 | 0.0523 | 0.073884
346.1 | 18748.1603 | 0.049125 | 0.052161 | 0.073687
346.2 | 18748.1652 | 0.048994 | 0.052022 | 0.073491
346.3 | 18748.1701 | 0.048863 | 0.051883 | 0.073295
346.4 | 18748.1749 | 0.048733 | 0.051745 | 0.0731
346.5 | 18748.1798 | 0.048604 | 0.051607 | 0.072905
346.6 | 18748.1846 | 0.048474 | 0.05147 | 0.072711
346.7 | 18748.1895 | 0.048345 | 0.051333 | 0.072518
346.8 | 18748.1943 | 0.048216 | 0.051196 | 0.072324
346.9 | 18748.1991 | 0.048088 | 0.05106 | 0.072132
347 | 18748.2039 | 0.04796 | 0.050924 | 0.07194
347.1 | 18748.2087 | 0.047832 | 0.050788 | 0.071748
347.2 | 18748.2135 | 0.047705 | 0.050653 | 0.071557
347.3 | 18748.2182 | 0.047578 | 0.050518 | 0.071367
347.4 | 18748.223 | 0.047451 | 0.050383 | 0.071176
347.5 | 18748.2277 | 0.047325 | 0.050249 | 0.070987
347.6 | 18748.2324 | 0.047199 | 0.050115 | 0.070798
347.7 | 18748.2371 | 0.047073 | 0.049982 | 0.070609
347.8 | 18748.2418 | 0.046948 | 0.049849 | 0.070421
347.9 | 18748.2465 | 0.046822 | 0.049716 | 0.070234
348 | 18748.2512 | 0.046698 | 0.049584 | 0.070047
348.1 | 18748.2558 | 0.046573 | 0.049452 | 0.06986
348.2 | 18748.2605 | 0.046449 | 0.04932 | 0.069674
348.3 | 18748.2651 | 0.046326 | 0.049189 | 0.069489
348.4 | 18748.2697 | 0.046202 | 0.049058 | 0.069304
348.5 | 18748.2743 | 0.046079 | 0.048927 | 0.069119
348.6 | 18748.2789 | 0.045957 | 0.048797 | 0.068935
348.7 | 18748.2835 | 0.045834 | 0.048667 | 0.068751
348.8 | 18748.2881 | 0.045712 | 0.048537 | 0.068568
348.9 | 18748.2926 | 0.04559 | 0.048408 | 0.068386
349 | 18748.2972 | 0.045469 | 0.048279 | 0.068203
349.1 | 18748.3017 | 0.045348 | 0.04815 | 0.068022
349.2 | 18748.3062 | 0.045227 | 0.048022 | 0.067841
349.3 | 18748.3108 | 0.045107 | 0.047894 | 0.06766
349.4 | 18748.3153 | 0.044987 | 0.047767 | 0.06748
349.5 | 18748.3197 | 0.044867 | 0.047639 | 0.0673
349.6 | 18748.3242 | 0.044747 | 0.047513 | 0.067121
349.7 | 18748.3287 | 0.044628 | 0.047386 | 0.066942
349.8 | 18748.3331 | 0.044509 | 0.04726 | 0.066764
349.9 | 18748.3376 | 0.044391 | 0.047134 | 0.066586
350 | 18748.342 | 0.044272 | 0.047008 | 0.066409